## power_generation_projects_inven
ATERIO_ENERGY_PROJECT_UID | PROJECT_NAME | FLG_BTM_PROJECT | DEVELOPER_COMPANIES | DEVELOPER_COMPANIES_TICKER | EIA_ENTITY_IDS | EIA_ENTITY_NAMES | CONSTRUCTION_EQUIPMENT_PROVIDER_COMPANIES | PROJECT_FINANCING_COMPANIES | CUSTOMER_COMPANIES | TOT_PROJECT_COST | PROJECT_FOOTPRINT_ACREAGE | SITE_BOUNDARY_ACREAGE | TOT_CONTRACTED_POWER_CAPACITY_MW | AGREEMENT_URL | AGREEMENT_TYPE | PROJECT_SOURCE_URL | PROJECT_LEVEL_NOTES | ATERIO_ENERGY_PLANT_UID | PLANT_NAME | EIA_PLANT_CODES | EIA_PLANT_NAMES | COUNTY_NAME | CITY_NAME | STATE_CODE | LOCATION_LATITUDE | LOCATION_LONGITUDE | ATERIO_PLANT_TECHNOLOGY_TYPE | ATERIO_PLANT_ENERGY_SOURCE | ATERIO_ELECTRICAL_UTILITY_UID | UTILITY_NAME | UTILITY_CODE | UTILITY_PUBLIC_PRIVATE | UTILITY_TICKER_NAME | UTILITY_BLOOMBERG_TICKER_NAME | UTILITY_EXCHANGE_PROVIDER_TICKER_NAME | ATERIO_BAL_AUTH_UID | BAL_AUTH_ABBR | BAL_AUTH_NAME | ATERIO_ENERGY_MARKET_REGION | PLANT_SOURCE_URL | PLANT_LEVEL_NOTES | ATERIO_ENERGY_PLANT_PHASE_UID | EIA_GENERATOR_IDS | PLANT_PHASE_NAME | PLANT_PHASE_STAGE | TOT_PHASE_NAMEPLATE_POWER_MW | TOT_PHASE_STORAGE_DURATION_HOURS | TOT_PHASE_STORAGE_CAPACITY_MWH | PLANT_PHASE_FILING_DATE | PLANT_PHASE_ANNOUNCED_DATE | PLANT_PHASE_ATERIO_ESTIMATED_CONSTRUCTION_START_DATE | PLANT_PHASE_ATERIO_ESTIMATED_COMPLETION_DATE | PLANT_PHASE_PUBLIC_ESTIMATED_ACTIVATION_DATE | PLANT_PHASE_ACTUAL_ACTIVATION_DATE | PLANT_PHASE_CANCELLED_DATE | PLANT_PHASE_PROJECT_NOTAPPROVED_WITHDRAWN_DATE | LATEST_SATELLITE_PICTURE_DATE | PCT_CONSTRUCTION_STATUS | RECORD_UPDATED_DATE | UPDATED_AT
2227f836-d798-400d-9e4e-2b097d07b372 | Colossus 2 Gas Plant (BTM) | Y | xAI | [5 empty] | xAI |  | 114 | 114 |  |  |  | https://opc.deq.state.ms.us/ai_info.aspx?ai=12592 |  | 14f26d36-22a8-4356-96a1-7118985f76bf | Colossus (BTM) |  |  |  | Southaven | MS | 34.982 | -90.04 | Simple Cycle | Natural Gas | [11 empty] | https://www.teslarati.com/elon-musk-xai-power-plant-southaven |  | 33dc95b6-1a54-490e-bf63-f5625901d7c3 |  | Phase 1 | Announcement | 1240 |  |  | 2026-03-11 |  |  | 2027-06-30 |  |  |  |  | 2026-03-12 |  | 2026-05-04 | 2026-05-05
13391f26-6764-4533-899a-53730ce24cbc | SunZia Wind Project | N | Pattern Energy | PEGI | 56545 | Pattern Operators LP | GE Vernova, Vestas, Blattner, WSP | BNP Paribas, Credit Agricole CIB | Shell plc, Clean Power Alliance, University of California, Peninsula Clean Energy, Central Coast Community Energy, Silicon Valley Clean Energy |  | 528024 | 528024 | 1180 | https://patternenergy.com/pattern-energy-signs-power-purchase-agreements-for-largest-wind-project-in-u-s-history/ | Power Purchase Agreement (PPA) | https://patternenergynewmexico.com/projects/sunzia-wind/ | [2026-04-08 JP] Additional Info: 674 x GE 3.8-154m turbines in South; 242 x Vestas V163-4.5 turbines in North; Contracted power: CPA-575 MW, PCE-220MW, 3CE-200MW, SVCE-100MW, UoC-85 MW, Shell-undislosed. | 8d04debd-39a2-4e82-b594-1faf91109ce3 | SunZia Wind South | 66923 | SunZia Wind South | Torrance County | Corona | NM | 34.3518 | -105.5925 | Onshore | Wind | [7 empty] | 2950a9eb-39ef-4949-96bd-ecefbf7db624 | CISO | California Independent System Operator | CAISO | https://www.gevernova.com/news/press-releases/ge-vernova-announces-2point4-gw-order-for-pattern-energy-sunzia-wind-project | [2026-04-06 JP] Primarily GE Vernova turbines. | 1effc84f-6a17-4e3e-8573-7c4d9c64014d | SZW-S | Phase 1 | Construction | 2561.2 |  |  | 2018-03-31 | 2018-10-05 | 2023-12-27 |  | 2026-06-30 | [5 empty] | 2026-05-04 | 2026-05-05
13391f26-6764-4533-899a-53730ce24cbc | SunZia Wind Project | N | Pattern Energy | PEGI | 56545 | Pattern Operators LP | GE Vernova, Vestas, Blattner, WSP | BNP Paribas, Credit Agricole CIB | Shell plc, Clean Power Alliance, University of California, Peninsula Clean Energy, Central Coast Community Energy, Silicon Valley Clean Energy |  | 528024 | 528024 | 1180 | https://patternenergy.com/pattern-energy-signs-power-purchase-agreements-for-largest-wind-project-in-u-s-history/ | Power Purchase Agreement (PPA) | https://patternenergynewmexico.com/projects/sunzia-wind/ | [2026-04-08 JP] Additional Info: 674 x GE 3.8-154m turbines in South; 242 x Vestas V163-4.5 turbines in North; Contracted power: CPA-575 MW, PCE-220MW, 3CE-200MW, SVCE-100MW, UoC-85 MW, Shell-undislosed. | 7c9e41e7-4320-423f-b4c5-af4f5edddf0a | SunZia Wind North | 66924 | SunZia Wind North | Torrance County | Corona | NM | 34.3518 | -105.5925 | Onshore | Wind | [7 empty] | 2950a9eb-39ef-4949-96bd-ecefbf7db624 | CISO | California Independent System Operator | CAISO | https://www.power-technology.com/news/pattern-energy-signs-ppa/?cf-view,https://www.universityofcalifornia.edu/press-room/major-wind-power-project-boost-clean-energy-use-across-every-uc-campus,https://www.vestas.com/en/media/company-news/2023/vestas-secures-1-089-mw-order-with-pattern-energy-in-th-c3899613,https://www.westernenergymarkets.com/documents/ab-825-report-feb-02-2026.pdf,https://patternenergy.com/wp-content/uploads/2024/07/2023_December_Sunzia-Wind-Landowner-Newsletter-Q4.pdf,https://www.gevernova.com/wind-power/wind-turbines/onshore-wind-turbines-3mw,https://patternenergy.com/pattern-energy-signs-power-purchase-agreements-for-largest-wind-project-in-u-s-history/,https://www.abqjournal.com/news/local/pattern-energy-signs-up-first-sunzia-customers/article_492445d5-ac43-55f9-83bf-67d42aba0915.html,https://cal-cca.org/peninsula-clean-energy-taps-220mw-of-wind-power-in-largest-renewable-deal-to-date/,https://patternenergy.com/cpa-to-serve-southern-california-with-record-amounts-of-wind-power-secured-from-largest-renewable-energy-infrastructure-project-in-u-s-history/,https://3cenergy.org/central-coast-community-energy-and-silicon-valley-clean-energy-sign-contracts-with-pattern-energy-for-portions-of-3500-mw-sunzia-wind-project/ | [2026-04-06 JP] Primarily Vestas turbines. | 3593b1de-b702-480b-87dd-059b8e905453 | SZW-N | Phase 1 | Construction | 1089 |  |  | 2018-03-31 | 2022-11-14 | 2023-12-27 |  | 2026-06-30 | [5 empty] | 2026-05-04 | 2026-05-05
6e8daf61-24be-478c-87db-c1ed9bde638e | Joule Energy Campus | Y | Joule |  |  |  | Caterpillar Inc., Stantec, Okland Construction | Foulger Pratt |  |  | 1008 | 1008 |  |  |  | https://joulepower.ai/campus-page/ |  | d02042bb-4ad1-4467-b345-5ca032c751cb | Joule Energy Campus |  |  |  | McCornick | UT | 39.1832 | -112.377 | Reciprocating Engine | Natural Gas | [11 empty] | https://lf-public.deq.utah.gov/WebLink/DocView.aspx?dbid=0&id=645373&repo=Public&cr=1,https://www.caterpillar.com/en/news/corporate-press-releases/h/joule-caterpillar-wheeler.html,https://www.abc4.com/news/central-utah/groundbreaking-millard-county-data-center/ | [2026-04-16 JP] Equipment: 6 x 69 CAT G3520K engines. | 88e82660-c9b1-483b-82d0-5c6bb049db7f |  | Phase 1 | Construction | 455 |  |  | 2025-06-18 | 2025-08-07 | 2025-11-06 | [7 empty] | 2026-05-04 | 2026-05-05
6e8daf61-24be-478c-87db-c1ed9bde638e | Joule Energy Campus | Y | Joule |  |  |  | Caterpillar Inc., Stantec, Okland Construction | Foulger Pratt |  |  | 1008 | 1008 |  |  |  | https://joulepower.ai/campus-page/ |  | d02042bb-4ad1-4467-b345-5ca032c751cb | Joule Energy Campus |  |  |  | McCornick | UT | 39.1832 | -112.377 | Reciprocating Engine | Natural Gas | [11 empty] | https://lf-public.deq.utah.gov/WebLink/DocView.aspx?dbid=0&id=645373&repo=Public&cr=1,https://www.caterpillar.com/en/news/corporate-press-releases/h/joule-caterpillar-wheeler.html,https://www.abc4.com/news/central-utah/groundbreaking-millard-county-data-center/ | [2026-04-16 JP] Equipment: 6 x 69 CAT G3520K engines. | f6de582c-65c9-4a0b-97d7-ce6acb8a605e |  | Phase 2 | Announcement | 593 |  |  | 2025-06-18 | 2025-08-07 | [8 empty] | 2026-05-04 | 2026-05-05
66798546-dc4a-430a-9ef3-b6fbbb88faec | West Jordan Data Center (BTM) | Y | Novva Data Centers |  |  |  | INNIO Group, Trinity Consultants | [8 empty] | https://lf-public.deq.utah.gov/WebLink/DocView.aspx?id=645619&dbid=0&repo=Public&searchid=03da8aed-3422-4d4b-a8b0-9d4ff9c3e253 |  | 5ad84248-e13b-420c-9c0e-7d4a4e81712f | West Jordan Data Center |  |  |  | West Jordan | UT | 40.5739 | -112.0458 | Reciprocating Engine | Natural Gas | [12 empty] | [2026-04-15 JP] Equipment: 72 x Jenbacher JGS 620 J715 engines. | 7b0ff954-5c61-438b-b2fe-6772dc70b1c9 |  | Phase 1 | Construction | 236 |  |  | 2024-05-30 | [9 empty] | 2026-05-04 | 2026-05-05
1d4c7801-47a0-474a-b774-24ece9f15e89 | CO Bar Complex | N | Enlight Renewable Energy Ltd | ENLT | 66571 | Clenera DevCo LLC |  |  | Salt River Project, Arizona Public Service Co (APS) | 3010000000 | 2400 | 2400 | 1007 | https://www.clenera.com/news/enlight-clenera-reach-final-development-milestones-for-co-bar-its-largest-project-to-date | Power Purchase Agreement (PPA) | https://www.clenera.com/projects/co-bar-solar-complex | [2026-04-08 JP] Additional Info: Contracted power: SRP-794 MW, APS-213 MW | 3354e7f7-5919-4d5c-b068-a6e74f09eafa | CO Bar 4 | 69056 | CO Bar Solar and BESS | Coconino County | Valle | AZ | 35.6366 | -111.8835 | Battery | Storage | 2a4e885b-deab-475b-91a3-2928e1d2f6e5 | Arizona Public Service Co | 803 |  |  |  |  | d27b2e02-1856-43f6-a53f-4c7bb6262bf2 | AZPS | Arizona Public Service | Regulated West | https://www.globenewswire.com/news-release/2026/02/02/3230211/0/en/Enlight-Reaches-Final-Development-Milestones-for-CO-Bar-Its-Largest-Project-to-Date.html | [2026-04-06 JP] 1,600 MWh = 4 hr duration. | 9b0cace5-58f3-4ea8-85a4-cf30ce95cfd2 | CBBA | Phase 1 | Announcement | 400 | 4 | 1600 |  |  |  |  | 2027-12-31 | [5 empty] | 2026-05-04 | 2026-05-05
1d4c7801-47a0-474a-b774-24ece9f15e89 | CO Bar Complex | N | Enlight Renewable Energy Ltd | ENLT | 66571 | Clenera DevCo LLC |  |  | Salt River Project, Arizona Public Service Co (APS) | 3010000000 | 2400 | 2400 | 1007 | https://www.clenera.com/news/enlight-clenera-reach-final-development-milestones-for-co-bar-its-largest-project-to-date | Power Purchase Agreement (PPA) | https://www.clenera.com/projects/co-bar-solar-complex | [2026-04-08 JP] Additional Info: Contracted power: SRP-794 MW, APS-213 MW | 3357132b-9e34-4f2c-a5b3-e44e86b0eed6 | CO Bar 2 | 69056 | CO Bar Solar and BESS | Valle | Valle | AZ | 35.6366 | -111.8835 | Photovoltaic | Solar | 2a4e885b-deab-475b-91a3-2928e1d2f6e5 | Arizona Public Service Co | 803 |  |  |  |  | d27b2e02-1856-43f6-a53f-4c7bb6262bf2 | AZPS | Arizona Public Service | Regulated West | https://www.clenera.com/news/enlight-clenera-reach-final-development-milestones-for-co-bar-its-largest-project-to-date,https://www.pv-tech.org/clenera-signs-ppa-with-arizona-public-service-for-upcoming-co-bar-solar-and-storage-project/ | [2026-04-06 JP] 480 MW DC as per company. | f75b7226-bfde-4cb4-9226-5f6b6473e17b | CBPV | Phase 1 | Announcement | 400 | [6 empty] | 2027-12-31 | [5 empty] | 2026-05-04 | 2026-05-05
1d4c7801-47a0-474a-b774-24ece9f15e89 | CO Bar Complex | N | Enlight Renewable Energy Ltd | ENLT | 66571 | Clenera DevCo LLC |  |  | Salt River Project, Arizona Public Service Co (APS) | 3010000000 | 2400 | 2400 | 1007 | https://www.clenera.com/news/enlight-clenera-reach-final-development-milestones-for-co-bar-its-largest-project-to-date | Power Purchase Agreement (PPA) | https://www.clenera.com/projects/co-bar-solar-complex | [2026-04-08 JP] Additional Info: Contracted power: SRP-794 MW, APS-213 MW | 890b5f0b-206c-4bcd-bb3d-d8b587e48645 | CO Bar 3 | 69057 | CO Bar D Solar and BESS | Coconino County | Valle | AZ | 35.6366 | -111.8835 | Photovoltaic | Solar | 2a4e885b-deab-475b-91a3-2928e1d2f6e5 | Arizona Public Service Co | 803 |  |  |  |  | d27b2e02-1856-43f6-a53f-4c7bb6262bf2 | AZPS | Arizona Public Service | Regulated West | https://www.globenewswire.com/news-release/2026/02/02/3230211/0/en/Enlight-Reaches-Final-Development-Milestones-for-CO-Bar-Its-Largest-Project-to-Date.html | [2026-04-06 JP] 473 MW DC as per company. | 4b8fb1d7-0784-4e4b-abce-632feacbf515 | CBDPV | Phase 1 | Announcement | 394 | [6 empty] | 2028-05-31 | [5 empty] | 2026-05-04 | 2026-05-05
1d4c7801-47a0-474a-b774-24ece9f15e89 | CO Bar Complex | N | Enlight Renewable Energy Ltd | ENLT | 66571 | Clenera DevCo LLC |  |  | Salt River Project, Arizona Public Service Co (APS) | 3010000000 | 2400 | 2400 | 1007 | https://www.clenera.com/news/enlight-clenera-reach-final-development-milestones-for-co-bar-its-largest-project-to-date | Power Purchase Agreement (PPA) | https://www.clenera.com/projects/co-bar-solar-complex | [2026-04-08 JP] Additional Info: Contracted power: SRP-794 MW, APS-213 MW | c9b49194-c995-450c-8ee7-bf2d51c7a5df | CO Bar 1 | 69058 | CO Bar C Solar and BESS | Coconino County | Valle | AZ | 35.6366 | -111.8835 | Battery | Storage | 2a4e885b-deab-475b-91a3-2928e1d2f6e5 | Arizona Public Service Co | 803 |  |  |  |  | d27b2e02-1856-43f6-a53f-4c7bb6262bf2 | AZPS | Arizona Public Service | Regulated West | https://www.globenewswire.com/news-release/2026/02/02/3230211/0/en/Enlight-Reaches-Final-Development-Milestones-for-CO-Bar-Its-Largest-Project-to-Date.html | [2026-04-06 JP] 824 MWh = 4 hr duration. | e3347b1e-edc0-426a-8397-816603d97f10 | CBCBA | Phase 1 | Announcement | 206 | 4 | 824 |  |  |  |  | 2027-08-31 | [5 empty] | 2026-05-04 | 2026-05-05
1d4c7801-47a0-474a-b774-24ece9f15e89 | CO Bar Complex | N | Enlight Renewable Energy Ltd | ENLT | 66571 | Clenera DevCo LLC |  |  | Salt River Project, Arizona Public Service Co (APS) | 3010000000 | 2400 | 2400 | 1007 | https://www.clenera.com/news/enlight-clenera-reach-final-development-milestones-for-co-bar-its-largest-project-to-date | Power Purchase Agreement (PPA) | https://www.clenera.com/projects/co-bar-solar-complex | [2026-04-08 JP] Additional Info: Contracted power: SRP-794 MW, APS-213 MW | 4438623e-c076-4437-b062-460e96071fd3 | CO Bar 1 | 69058 | CO Bar C Solar and BESS | Coconino County | Valle | AZ | 35.6366 | -111.8835 | Photovoltaic | Solar | 2a4e885b-deab-475b-91a3-2928e1d2f6e5 | Arizona Public Service Co | 803 |  |  |  |  | d27b2e02-1856-43f6-a53f-4c7bb6262bf2 | AZPS | Arizona Public Service | Regulated West | https://www.globenewswire.com/news-release/2026/02/02/3230211/0/en/Enlight-Reaches-Final-Development-Milestones-for-CO-Bar-Its-Largest-Project-to-Date.html | [2026-04-06 JP] 258 MW DC as per company. | 27a54997-2227-41b3-aa5e-19112cb1e79a | CBCPV | Phase 1 | Announcement | 206 | [6 empty] | 2027-08-31 | [5 empty] | 2026-05-04 | 2026-05-05
ae76095a-a77d-49c8-8115-eac611a0f5e6 | Project Jupiter | Y | Forge Growth Infrastructure |  |  |  | GE Vernova, Mitsubishi Heavy Industries, Siemens Energy, Trinity Consultants |  | BorderPlex Digital Assets | 15000000000 | [5 empty] | https://projectjupitertogether.com/ |  | bcdc0f7d-3271-456f-a481-723881f199be | West Microgrid |  |  |  | El Capricho |  | 31.3233 | -106.7131 | Simple Cycle | Natural Gas | [12 empty] | [2026-04-14 JP] Equipment: 34 x GE TM2500 (32.9 MW); 20 Mitsubishi MT8 (27.9 MW). | 25336bb4-1321-48c5-a4f8-11362c1f8162 |  | Phase 1 | Announcement | 1677 |  |  | 2025-11-14 | [9 empty] | 2026-05-04 | 2026-05-05
ae76095a-a77d-49c8-8115-eac611a0f5e6 | Project Jupiter | Y | Forge Growth Infrastructure |  |  |  | GE Vernova, Mitsubishi Heavy Industries, Siemens Energy, Trinity Consultants |  | BorderPlex Digital Assets | 15000000000 | [5 empty] | https://projectjupitertogether.com/ |  | 5251d636-8100-4e35-ac92-0e72253e638c | East Microgrid |  |  |  | Santa Teresa | NM | 31.8183 | -106.6792 | Simple Cycle | Natural Gas | [12 empty] | [2026-04-14 JP] Equipment: 7 x Siemens SGT6-500F (244.5 MW). | d218b989-f2d7-43bf-9636-d42b67e0b66b |  | Phase 1 | Announcement | 1712 |  |  | 2025-11-14 | [9 empty] | 2026-05-04 | 2026-05-05
1d4c7801-47a0-474a-b774-24ece9f15e89 | CO Bar Complex | N | Enlight Renewable Energy Ltd | ENLT | 66571 | Clenera DevCo LLC |  |  | Salt River Project, Arizona Public Service Co (APS) | 3010000000 | 2400 | 2400 | 1007 | https://www.clenera.com/news/enlight-clenera-reach-final-development-milestones-for-co-bar-its-largest-project-to-date | Power Purchase Agreement (PPA) | https://www.clenera.com/projects/co-bar-solar-complex | [2026-04-08 JP] Additional Info: Contracted power: SRP-794 MW, APS-213 MW | c840c5ce-751c-466c-9bb5-772ec3340ca7 | CO Bar 5 | 69057 | CO Bar D Solar and BESS | Coconino County | Valle | AZ | 35.6366 | -111.8835 | Battery | Storage | 2a4e885b-deab-475b-91a3-2928e1d2f6e5 | Arizona Public Service Co | 803 |  |  |  |  | d27b2e02-1856-43f6-a53f-4c7bb6262bf2 | AZPS | Arizona Public Service | Regulated West | https://www.globenewswire.com/news-release/2026/02/02/3230211/0/en/Enlight-Reaches-Final-Development-Milestones-for-CO-Bar-Its-Largest-Project-to-Date.html | [2026-04-06 JP] 1,576 MWh = 4 hr duration. | 6bfb19cd-ff71-424b-89ed-667c0219590a | CBDBA | Phase 1 | Announcement | 394 | 4 | 1576 |  |  |  |  | 2028-05-31 | [5 empty] | 2026-05-04 | 2026-05-05
ff112486-0e1a-4831-b4b3-c3ba738f0278 | BFC Power and Cheyenne Power Hub Project | Y | Tallgrass |  |  |  | Kimley-Horn, Mitsubishi Heavy Industries, Bloom Energy |  | Crusoe | 7000000000 | [7 empty] | 8b750242-1b38-4ee9-bc28-7e9f477aab48 | BFC Power and Cheyenne Power Hub Project |  |  |  | Cheyenne | WY | 41.0223 | -104.8198 | Combined Cycle | Natural Gas | [11 empty] | https://openair.wyo.gov/facilities/homeFacilityProfile.jsf, Facility ID F032395 | [2026-04-15 JP] Equipment: 2 x Mitsubishi M501JAC turbines. | f920d328-8f86-4cd1-8287-3d9dc98637f4 |  | Phase 1 | Announcement | 1328 |  |  | 2025-10-13 | 2025-07-24 | [8 empty] | 2026-05-04 | 2026-05-05
ff112486-0e1a-4831-b4b3-c3ba738f0278 | BFC Power and Cheyenne Power Hub Project | Y | Tallgrass |  |  |  | Kimley-Horn, Mitsubishi Heavy Industries, Bloom Energy |  | Crusoe | 7000000000 | [7 empty] | 7050b789-8143-4da9-b907-0c10c1f85cf6 | BFC Power and Cheyenne Power Hub Project |  |  |  | Cheyenne | WY | 41.0223 | -104.8198 | Simple Cycle | Natural Gas | [11 empty] | https://openair.wyo.gov/facilities/homeFacilityProfile.jsf, Facility ID F032395 | [2026-04-15 JP] Equipment: 16 x ~34.5 MW turbines, OEM not disclosed. | ce8ddd7e-4bec-4a0a-b3f5-c77739d10297 |  | Phase 1 | Announcement | 552 |  |  | 2025-10-13 | 2025-07-24 | [8 empty] | 2026-05-04 | 2026-05-05
ff112486-0e1a-4831-b4b3-c3ba738f0278 | BFC Power and Cheyenne Power Hub Project | Y | Tallgrass |  |  |  | Kimley-Horn, Mitsubishi Heavy Industries, Bloom Energy |  | Crusoe | 7000000000 | [7 empty] | 09b25765-c163-428b-90cd-8baa461b8014 | BFC Power and Cheyenne Power Hub Project |  |  |  | Cheyenne | WY | 41.0225 | -104.8152 | Other | Natural Gas | [11 empty] | https://openair.wyo.gov/facilities/homeFacilityProfile.jsf, Facility ID F032376 | [2026-04-15 JP] Equipment: Bloom Energy Server 5 and 6.5 Solid Oxide Fuel Cells. | 95d8c923-a3b8-4418-b152-331029318a6b |  | Phase 1 | Announcement | 900 |  |  | 2025-09-29 | [9 empty] | 2026-05-04 | 2026-05-05
0b6f29e9-261a-4e43-9ddb-a9a27ed89923 | Hypergrid AI Data Center | Y | Fermi America |  |  |  | Westinghouse Electric Company | [8 empty] | https://fermiamerica.com | [2026-04-10 CC] The project combines AP1000 reactors with a hyperscale AI and defense-aligned data campus under a 99â€‘year sovereign lease near Pantex, emphasizing airâ€‘cooled condensers and BTM service to longâ€‘term hyperscale tenants. | c68dee4e-4ac5-4ba1-b2da-25f1a6562206 | Hypergrid - Fermi America - BTM |  |  | Amarillo |  | TX | 35.3171 | -101.6052 | Combined Cycle | Natural Gas | [12 empty] | [2026-04-10 CC] This natural gas-fired combined cycle facility, built in fifteen 6â€‘onâ€‘1 CCCT trains across five power blocks, is designed to supply roughly 6,000 MW of nominal generation to the Project Matador AI data center campus. | 70a25aef-f2a7-4498-bd14-361437f41539 |  | Phase 1 | Announcement | 6000 | [12 empty] | 2026-05-04 | 2026-05-05
0b6f29e9-261a-4e43-9ddb-a9a27ed89923 | Hypergrid AI Data Center | Y | Fermi America |  |  |  | Westinghouse Electric Company | [8 empty] | https://fermiamerica.com | [2026-04-10 CC] The project combines AP1000 reactors with a hyperscale AI and defense-aligned data campus under a 99â€‘year sovereign lease near Pantex, emphasizing airâ€‘cooled condensers and BTM service to longâ€‘term hyperscale tenants. | 3d442a81-711c-45a0-8303-b66ceca3d4b0 | Hypergrid - Fermi America - BTM |  |  | Amarillo |  | TX | 35.3171 | -101.6052 | Steam Turbine | Nuclear | [12 empty] | [2026-04-10 CC] The nuclear plant forms the core of the Project Matador campus, coâ€‘located with planned natural gas, solar, and data center infrastructure and designed around AP1000 standard content and Vogtleâ€‘aligned licensing assumptions. | 1f693e37-910d-48f0-b03c-7c73392d4f15 |  | Phase 1 | Announcement | 4400 |  |  | 2025-06-17 | [9 empty] | 2026-05-04 | 2026-05-05
6ebfdc76-48ee-4307-9cca-88a7279812ea | Meitner Project | Y | Intersect |  | 67582 | Intersect USA, LLC | [9 empty] | https://www.intersect.com/portfolio/meitner |  | f5175e3d-e3f9-47e6-b65d-f2e186693d58 | IP Meitner Wind | 68204 | IP Meitner Wind | Gray |  | TX | 35.697 | -100.8213 | Onshore | Wind | [7 empty] | 1fc90153-5419-4455-91f9-cee1dda4ed00 | ERCO | Electric Reliability Council of Texas | ERCOT |  |  | 5a5a42f3-25f9-4914-9aa8-1ed621675349 | MEITW | Phase 1 | Announcement | 460 | [6 empty] | 2028-02-29 | [5 empty] | 2026-05-04 | 2026-05-05
6ebfdc76-48ee-4307-9cca-88a7279812ea | Meitner Project | Y | Intersect |  | 67582 | Intersect USA, LLC | [9 empty] | https://www.intersect.com/portfolio/meitner |  | d052227b-9e55-43cd-bcea-8e3e5983557d | IP Meitner Solar | 68203 | IP Meitner Solar | Gray |  | TX | 35.5622 | -100.6941 | Photovoltaic | Solar | [7 empty] | 1fc90153-5419-4455-91f9-cee1dda4ed00 | ERCO | Electric Reliability Council of Texas | ERCOT |  |  | 458389e5-16c3-42da-95c2-e6ee11127758 | MEITS | Phase 1 | Announcement | 340 | [6 empty] | 2028-04-30 | [5 empty] | 2026-05-04 | 2026-05-05
7b7ff9b5-b9c1-4ee9-92d9-6dc0bfbdf546 | Longhorn Data Center | Y | Crusoe |  |  |  | Solar Turbines, GE Vernova, Dynamis Power Solutions | [8 empty] | https://www.crusoe.ai/resources/newsroom/crusoe-announces-new-900-mw-ai-factory-campus-in-abilene-texas-to-support-microsoft-ai-infrastructure | [2026-04-10 JP] Equipment: 5 x Titan 350; 5 x GE LM2500; 41 x GE LM2500/Aero DT35 turbines. | 071efabc-ed0c-4068-91b1-0c72d785ef56 | Longhorn Data Center (BTM) |  |  | Abilene |  | TX | 32.5015 | -99.781 | Simple Cycle | Natural Gas | [7 empty] | 1fc90153-5419-4455-91f9-cee1dda4ed00 | ERCO | Electric Reliability Council of Texas | ERCOT | https://www.crusoe.ai/resources/newsroom/crusoe-announces-new-900-mw-ai-factory-campus-in-abilene-texas-to-support-microsoft-ai-infrastructure |  | 3c3e4c4f-32cc-4a53-8a31-1ae679d55426 |  | Phase 2 | Announcement | 1394 |  |  | 2025-11-07 | 2026-03-27 | [8 empty] | 2026-05-04 | 2026-05-05
7b7ff9b5-b9c1-4ee9-92d9-6dc0bfbdf546 | Longhorn Data Center | Y | Crusoe |  |  |  | Solar Turbines, GE Vernova, Dynamis Power Solutions | [8 empty] | https://www.crusoe.ai/resources/newsroom/crusoe-announces-new-900-mw-ai-factory-campus-in-abilene-texas-to-support-microsoft-ai-infrastructure | [2026-04-10 JP] Equipment: 5 x Titan 350; 5 x GE LM2500; 41 x GE LM2500/Aero DT35 turbines. | 071efabc-ed0c-4068-91b1-0c72d785ef56 | Longhorn Data Center (BTM) |  |  | Abilene |  | TX | 32.5015 | -99.781 | Simple Cycle | Natural Gas | [7 empty] | 1fc90153-5419-4455-91f9-cee1dda4ed00 | ERCO | Electric Reliability Council of Texas | ERCOT | https://www.crusoe.ai/resources/newsroom/crusoe-announces-new-900-mw-ai-factory-campus-in-abilene-texas-to-support-microsoft-ai-infrastructure |  | 64fe2165-ef5b-4783-82b1-8e535383b115 |  | Phase 1 | Construction | 360 |  |  |  | 2024-07-18 | [8 empty] | 2026-05-04 | 2026-05-05
0db6dea3-2283-4861-aea2-526dc7fc63e0 | Frontier Campus | Y | VoltaGrid |  |  |  | INNIO Group, Ramboll |  | Vantage Data Centers | [8 empty] | 09366ca2-1b15-4967-bd63-035049439fb2 | Frontier Campus |  |  |  | Abilene | TX | 32.5486 | -99.5564 | Reciprocating Engine | Natural Gas | [12 empty] | [2026-04-14 JP] Equipment: 250 x J620 (3.22 MW); 370 x J624 (4.8 MW) generators. | 3b84a041-7bcc-434a-9084-4957c7811a5c |  | Phase 1 | Announcement | 2582 | [12 empty] | 2026-05-04 | 2026-05-05
068a41c4-bd0a-4ba1-a1b0-e7ff82ca67fb | Granbury OpCo #1 | Y | Bilateral Energy LLC |  |  |  | Trinity Consultants | [8 empty] | https://records.tceq.texas.gov/cs/idcplg?IdcService=TCEQ_EXTERNAL_SEARCH_GET_FILE&dID=8964143&Rendition=Web&SearchID=16678544&searchType=External |  | 8085dcd3-f620-479e-b6c9-5714bf3596ee | Granbury OpCo #1 |  |  |  | Granbury | TX | 32.4093 | -97.8476 | Simple Cycle | Natural Gas | [12 empty] | [2026-04-16 JP] Equipment: 8 x 114 MW turbines, OEM unspecified but likely GE LMS100. | 137dcea8-7fe2-4c4b-a967-30127c3739fa |  | Phase 1 | Announcement | 912 |  |  | 2025-06-19 | [9 empty] | 2026-05-04 | 2026-05-05
068a41c4-bd0a-4ba1-a1b0-e7ff82ca67fb | Granbury OpCo #1 | Y | Bilateral Energy LLC |  |  |  | Trinity Consultants | [8 empty] | https://records.tceq.texas.gov/cs/idcplg?IdcService=TCEQ_EXTERNAL_SEARCH_GET_FILE&dID=8964143&Rendition=Web&SearchID=16678544&searchType=External |  | b077bda3-116e-4d9f-8364-97a848b0eed1 | Granbury OpCo #1 |  |  |  | Granbury | TX | 32.4093 | -97.8476 | Other | Natural Gas | [12 empty] | [2026-04-16 JP] Equipment: 87 x 0.23 MW linear generators, OEM unspecified but likely Mainspring. | 427e9e71-614a-46ba-ad87-599f954c5a06 |  | Phase 1 | Announcement | 20 |  |  | 2025-06-19 | [9 empty] | 2026-05-04 | 2026-05-05
d4f81a1c-410d-4d22-9af3-3c9f242bf13b | Nexus Data Center Hubbard | Y | Nexus Data Centers |  |  |  | GE Vernova, Everllence | [8 empty] | https://www.tceq.texas.gov/assets/public/permitting/air/reports/applications/405217-ac.pdf |  | 4ff3fd21-84bc-429a-9d11-a24b1ce2cc18 | Nexus Data Center Hubbard |  |  |  | Hubbard | TX | 31.8339 | -96.7731 | Simple Cycle | Natural Gas | [12 empty] | [2026-04-15 JP] Equipment: 8 x GE LM6000 PC Sprint turbines. | 06afbe0d-e5ec-4cec-a835-11f44e5dd1ef |  | Phase 1 | Announcement | 409 |  |  | 2026-02-17 | [9 empty] | 2026-05-04 | 2026-05-05
d4f81a1c-410d-4d22-9af3-3c9f242bf13b | Nexus Data Center Hubbard | Y | Nexus Data Centers |  |  |  | GE Vernova, Everllence | [8 empty] | https://www.tceq.texas.gov/assets/public/permitting/air/reports/applications/405217-ac.pdf |  | 5d21c3e2-7cfe-4368-96d5-64ec26bd94e4 | Nexus Data Center Hubbard |  |  |  | Hubbard | TX | 31.8339 | -96.7731 | Reciprocating Engine | Natural Gas | [12 empty] | [2026-04-15 JP] Equipment: 24 x Everllence 18V51/60G (20.3 MW) engines. | 0b721a95-8adf-4343-aad4-7eca48ffdf35 |  | Phase 1 | Construction | 487 | [12 empty] | 2026-05-04 | 2026-05-05
d4f81a1c-410d-4d22-9af3-3c9f242bf13b | Nexus Data Center Hubbard | Y | Nexus Data Centers |  |  |  | GE Vernova, Everllence | [8 empty] | https://www.tceq.texas.gov/assets/public/permitting/air/reports/applications/405217-ac.pdf |  | 399c3265-59cd-44d0-ac7f-89d24ae758cb | Nexus Data Center Hubbard |  |  |  | Hubbard | TX | 31.8339 | -96.7731 | Combined Cycle | Natural Gas | [12 empty] | [2026-04-15 JP] Equipment: 6 x GE 7F.03 (converted CC); 4 x GE 7F.04; 7 x GE 7HA.01; 6 x GE LM6000 PF+ Sprint. | 362c8564-0518-4b3a-adaf-f4d09e706ae1 |  | Phase 1 | Announcement | 6331 |  |  | 2026-02-17 | [9 empty] | 2026-05-04 | 2026-05-05
37ba280a-8ead-48a0-b0f5-6d21a42492cb | Seminoe Pumped Storage Project | N | rPlus Energies |  |  |  | Stantec |  |  | 3100000000 | 284 | 284 |  |  |  | https://www.seminoepumpedstorage.com |  | 34976deb-4a7d-48f6-ae50-042920033ba1 | Seminoe Pumped Storage |  |  |  | Kortes Dam | WY | 42.163 | -106.874 | Pumped Hydro | Storage | 962ac37f-49c9-4165-9823-c50dc8d9bd58 | PacifiCorp | 14354 | Private |  |  |  | efdd903a-2ff7-4015-a044-d29e58947036 | PACE | PacifiCorp East | Regulated West | https://elibrary.ferc.gov/eLibrary/filelist?accession_number=20250926-3003,https://www.nsenergybusiness.com/projects/seminoe-pumped-storage-project/?cf-view,https://www.permits.performance.gov/permitting-project/fast-41-covered-projects/seminoe-pumped-storage-project |  | cdb7035d-5cb3-4fc8-9c41-a6d69ef8e679 |  | Phase 1 | Announcement | 900 | 10 | 9720 | 2020-04-20 |  | 2029-01-01 | 2034-01-01 | [6 empty] | 2026-05-04 | 2026-05-05
38d49440-2964-4765-8334-042101dd4ccf | Pepper Hammock Project | N | BrightNight Power |  | 66731 | BrightNight Power |  |  |  |  | 3100 | 3100 |  |  |  | https://brightnightpower.com/pepper-hammock-community/ |  | 88dd19ec-9575-46b5-9486-3314ed2c7e6a | Pepper Hammock Storage | 68367 | Pepper Hammock Solar and Storage | Thalmann | Thalmann | GA | 31.331 | -81.759 | Battery | Storage | 435eef77-beb0-4620-9aae-8f86d110eb8c | Georgia Power Co | 7140 | Public | GPJA | GPB:US | NYSE:GPJA | fc5d245b-5d3e-4004-b00a-666a73bde91d | SOCO | Southern Company | Regulated Southeast |  |  | 9955790e-46d0-4887-8074-eb0b738c6886 | PEHA2 | Phase 1 | Announcement | 400 |  |  |  | 2025-03-04 |  |  | 2028-12-31 | [5 empty] | 2026-05-04 | 2026-05-05
38d49440-2964-4765-8334-042101dd4ccf | Pepper Hammock Project | N | BrightNight Power |  | 66731 | BrightNight Power |  |  |  |  | 3100 | 3100 |  |  |  | https://brightnightpower.com/pepper-hammock-community/ |  | 0393c1fc-aa1d-4e71-a413-5e569135e684 | Pepper Hammock Solar | 68367 | Pepper Hammock Solar and Storage | Thalmann | Thalmann | GA | 31.331 | -81.759 | Photovoltaic | Solar | 435eef77-beb0-4620-9aae-8f86d110eb8c | Georgia Power Co | 7140 | Public | GPJA | GPB:US | NYSE:GPJA | fc5d245b-5d3e-4004-b00a-666a73bde91d | SOCO | Southern Company | Regulated Southeast |  |  | d7fcbc9a-7701-4d81-82ee-6583a0eba0cf | PEHA1 | Phase 1 | Announcement | 1200 |  |  |  | 2025-03-04 |  |  | 2027-08-31 | [5 empty] | 2026-05-04 | 2026-05-05
38d49440-2964-4765-8334-042101dd4ccf | Pepper Hammock Project | N | BrightNight Power |  | 66731 | BrightNight Power |  |  |  |  | 3100 | 3100 |  |  |  | https://brightnightpower.com/pepper-hammock-community/ |  | 0393c1fc-aa1d-4e71-a413-5e569135e684 | Pepper Hammock Solar | 68367 | Pepper Hammock Solar and Storage | Thalmann | Thalmann | GA | 31.331 | -81.759 | Photovoltaic | Solar | 435eef77-beb0-4620-9aae-8f86d110eb8c | Georgia Power Co | 7140 | Public | GPJA | GPB:US | NYSE:GPJA | fc5d245b-5d3e-4004-b00a-666a73bde91d | SOCO | Southern Company | Regulated Southeast |  |  | f100c296-575b-447a-b147-5c21feed160f | PEHA | Phase 2 | Announcement | 900 |  |  |  | 2025-03-04 |  |  | 2028-10-31 | [5 empty] | 2026-05-04 | 2026-05-05
3c7035e3-9df7-4002-be84-8f9f50301fb8 | Sun Bear Project | N | Canigou Group |  | 66687 | MS1 | Woods Canyon Archaeological, RICK, Adkins Consulting Inc |  |  | 1000000000 | [5 empty] | https://www.sunbearproject.com/ | [2026-04-06 CC] Additional Info: BIA issued its FONSI in June 2024; Final grid connection agreement with WAPA and BIA lease approval remained outstanding as of the latest available updates. Agreement: No offtake agreement has been publicly announced. | fdbb5275-5b6b-4a50-8443-54f03b5e1ec1 | Sun Bear | 68261 | Sun Bear | Montezuma |  | CO | 37.0344 | -108.9842 | Photovoltaic | Solar | [7 empty] | 6d1246b8-13d4-4ee6-93bb-e79b9c42b5d1 | SWPW | Southwest Power Pool West Balancing Authority Area | SPP |  |  | 399fd09b-ee57-4f05-9e98-f676ce5e99fc | SNBR1 | Phase 1 | Delayed | 756 | [12 empty] | 2026-05-04 | 2026-05-05
3c7035e3-9df7-4002-be84-8f9f50301fb8 | Sun Bear Project | N | Canigou Group |  | 66687 | MS1 | Woods Canyon Archaeological, RICK, Adkins Consulting Inc |  |  | 1000000000 | [5 empty] | https://www.sunbearproject.com/ | [2026-04-06 CC] Additional Info: BIA issued its FONSI in June 2024; Final grid connection agreement with WAPA and BIA lease approval remained outstanding as of the latest available updates. Agreement: No offtake agreement has been publicly announced. | 44dc8ef2-76a1-46e2-9a80-503865f87a47 | Sun Bear | 68261 | Sun Bear | Montezuma |  | CO | 37.0344 | -108.9842 | Battery | Storage | [7 empty] | 6d1246b8-13d4-4ee6-93bb-e79b9c42b5d1 | SWPW | Southwest Power Pool West Balancing Authority Area | SPP |  |  | e88d324f-3c8a-4521-9afd-43f6a11e5695 | SNBR2 | Phase 1 | Delayed | 756 | [12 empty] | 2026-05-04 | 2026-05-05
46869b2e-c4af-4e8c-b7e6-8ab0aff0244d | Richland Parish Power Station | N | Entergy | ETR |  |  | TIC - The Industrial Company, Sargent & Lundy, Mitsubishi Heavy Industries |  | Facebook | [6 empty] | https://www.entergy.com/news/entergy-louisiana-announces-a-new-agreement-with-meta-that-will-deliver-an-additional-2b-in-customer-savings | [2026-04-08 JP] Additional Info: 4 x Mitsubishi M501JAC turbines | 0bbd77e6-c8af-4665-9d47-b503a7d1d7eb | Richland Parish Power Station 1&2 |  |  | Bee Bayou | Bee Bayou | LA | 32.4683 | -91.6804 | Combined Cycle | Natural Gas | 0d9443b3-9729-4842-b54e-30d99a82c457 | Entergy Louisiana LLC | 11241 | Private (Subsidiary of Entergy Corp) | ETR | ETR:US | NYSE:ETR | cead66ff-8552-43d5-b723-aeedd7318b2b | MISO | Midcontinent Independent System Operator | MISO | https://www.ticus.com/entergy-program/,https://lpscpubvalence.lpsc.louisiana.gov/portal/PSC/ViewFile?fileId=nDWn/juc2+A%3D |  | c348a24d-53fc-43a4-b634-9bec90e0b4d8 |  | Phase 2 | Cancelled |  |  |  |  | 2026-03-27 | [8 empty] | 2026-05-04 | 2026-05-05
46869b2e-c4af-4e8c-b7e6-8ab0aff0244d | Richland Parish Power Station | N | Entergy | ETR | 11241 | Entergy Louisiana LLC | TIC - The Industrial Company, Sargent & Lundy, Mitsubishi Heavy Industries |  | Facebook | [6 empty] | https://www.entergy.com/news/entergy-louisiana-announces-a-new-agreement-with-meta-that-will-deliver-an-additional-2b-in-customer-savings | [2026-04-08 JP] Additional Info: 4 x Mitsubishi M501JAC turbines | 0bbd77e6-c8af-4665-9d47-b503a7d1d7eb | Richland Parish Power Station 1&2 | 69449 | Richland Parish Power Station 1&2 | Bee Bayou | Bee Bayou | LA | 32.4683 | -91.6804 | Combined Cycle | Natural Gas | 0d9443b3-9729-4842-b54e-30d99a82c457 | Entergy Louisiana LLC | 11241 | Private (Subsidiary of Entergy Corp) | ETR | ETR:US | NYSE:ETR | cead66ff-8552-43d5-b723-aeedd7318b2b | MISO | Midcontinent Independent System Operator | MISO | https://www.ticus.com/entergy-program/,https://lpscpubvalence.lpsc.louisiana.gov/portal/PSC/ViewFile?fileId=nDWn/juc2+A%3D |  | 3c2c6cb4-3d64-4abc-ae9f-7b97fc6d63b6 | 1A, 1B, 2A, 2B | Phase 1 | Announcement | 1560.6 |  |  |  | 2026-03-27 |  |  | 2030-03-31 | [5 empty] | 2026-05-04 | 2026-05-05
4751b81b-237a-4807-bb83-970072175c41 | Sunstone Solar Project | N | Amazon | AMZN | 66778 | Sunstone Solar, LLC | Gallatin Power Partners |  |  | 83000000 | 9442 | 9442 |  |  |  | https://www.oregon.gov/energy/facilities-safety/facilities/Pages/esp.aspx | [2026-04-08 JP] Additional Info: $83M is Amazon's acquisition price for the shovel-ready permitted asset, not full development capex; Acquired from Pine Gate Renewables | 910c76fe-5294-4dff-88cb-f68679a9c8b9 | Sunstone Solar | 68396 | Sunstone Solar | Lexington |  | OR | 45.6059 | -119.563 | Photovoltaic | Solar | ef093691-69d4-4408-b39e-3e9ce850108c | Umatilla Electric Coop Assn | 19325 |  |  |  |  | a5802c30-6514-4ac6-a89d-f40d7628f255 | BPAT | Bonneville Power Administration | Regulated West | https://www.opb.org/article/2026/03/11/oregon-amazon-solar-energy-storage-project/ |  | f028cd55-0eaf-47f2-a4be-8e6e81cd2608 | PGR45 | Phase 1 | Announcement | 1200 |  |  | 2022-05-01 |  |  |  | 2027-12-31 | [5 empty] | 2026-05-04 | 2026-05-05
4751b81b-237a-4807-bb83-970072175c41 | Sunstone Solar Project | N | Amazon | AMZN | 66778 | Sunstone Solar, LLC | Gallatin Power Partners |  |  | 83000000 | 9442 | 9442 |  |  |  | https://www.oregon.gov/energy/facilities-safety/facilities/Pages/esp.aspx | [2026-04-08 JP] Additional Info: $83M is Amazon's acquisition price for the shovel-ready permitted asset, not full development capex; Acquired from Pine Gate Renewables | ab5c93b4-921e-4a54-985b-f32d940f2bbb | Sunstone Solar | 68396 | Sunstone Solar | Lexington |  | OR | 45.6059 | -119.563 | Battery | Storage | ef093691-69d4-4408-b39e-3e9ce850108c | Umatilla Electric Coop Assn | 19325 |  |  |  |  | a5802c30-6514-4ac6-a89d-f40d7628f255 | BPAT | Bonneville Power Administration | Regulated West |  | [2026-04-06 JP] 6-hr duration = 7,200 MWh | 0cd969d7-4680-4211-a2ca-be4b493ae2d0 | PGB45 | Phase 1 | Announcement | 1200 | 6 | 7200 | 2022-05-01 |  |  |  | 2027-12-31 | [5 empty] | 2026-05-04 | 2026-05-05
4b9fda35-3506-463a-b920-d7a39d195c69 | Rocky Run Solar Project | N | Dominion Energy |  | 58468 | Dominion Renewable Energy | [9 empty] | https://www.dominionenergy.com/projects-and-facilities/solar-energy-facilities-and-projects/virginia-solar-projects/rocky-run |  | 7472500e-150a-4f7d-9f24-6ff8110f747a | Rocky Run Solar | 68076 | Rocky Run Solar | Nottoway County | Blackstone | VA | 37 | -78 | Photovoltaic | Solar | 5b0c2f7d-42e6-4e89-997c-39d2e368e019 | Virginia Electric & Power Co | 19876 | Public | D | D:US | NYSE:D | 35f051b0-f1ce-470d-81d2-ea5c0d197f3a | PJM | PJM Interconnection | PJM |  |  | ac507c68-ec33-48f6-91d6-d705b4478d84 | ROCKY | Phase 1 | Announcement | 300 | [6 empty] | 2028-01-31 | [5 empty] | 2026-05-04 | 2026-05-05
4bdf8cc6-4a1b-44c7-9fb8-a21e224c9337 | Plum Nellie Wind Farm | N | EDP | EDPR.LS | 65124 | Plum Nellie Wind Farm LLC | [9 empty] | https://edp.com/en/north-america/na/projects/plum-nellie-wind-farm |  | f250604e-3093-4909-8a36-722d81d9bdc2 | Plum Nellie Wind Farm | 65948 | Plum Nellie Wind Farm LLC | Cloud County | Miltonvale | KS | 39.3768 | -97.5565 | Onshore | Wind | f1c3a61d-cff5-40d6-8d6e-93dbd39b83a5 | Evergy Kansas Central, Inc | 22500 |  |  |  |  | 6b0bfc20-3ceb-4b9b-a50c-902a490a7db9 | SWPP | Southwest Power Pool | SPP |  |  | fa5339a3-7be6-4ba8-9eb7-66ffe0079075 | PNW01 | Phase 1 | Announcement | 201.6 | [6 empty] | 2027-10-31 | [5 empty] | 2026-05-04 | 2026-05-05
4ed8d0a6-b7a2-40b1-ae87-1756e75df33a | Legend Power Station | N | Entergy | ETR | 55937 | Entergy Texas Inc. |  |  |  | 1600000000 | [5 empty] | https://www.entergy.com/news/entergy-texas-receives-puct-approval-for-two-power-plants-to-support-southeast-texas-growth |  | 9eb9ebee-49d0-4779-b4d8-76136b60bbf1 | Legend Power Station | 68053 | Legend Power Station | Jefferson County | Port Arthur | TX | 29.8802 | -93.9957 | Combined Cycle | Natural Gas | ffe8fdf5-9dfd-4b48-a2c8-d3414e3e04f5 | Entergy Texas Inc. | 55937 |  |  |  |  | 1fc90153-5419-4455-91f9-cee1dda4ed00 | ERCO | Electric Reliability Council of Texas | ERCOT |  |  | f25d57ab-aa3b-4ad5-9383-d3d5625a0552 | LEG | Phase 1 | Announcement | 754 | [6 empty] | 2028-07-31 | [5 empty] | 2026-05-04 | 2026-05-05
50c1c789-3943-4fbd-9753-71e74c82955e | Mill Creek Project | N | Louisville Gas and Electric Company |  | 11249 | Louisville Gas & Electric Co | [9 empty] | https://lge-ku.com/our-company/community/neighbor-neighbor/mill-creek-generating-station |  | a1c86ff7-cf26-484f-acfa-a2434ca27615 | Mill Creek | 1364 | Mill Creek (KY) | Jefferson County | Louisville | KY | 38.0525 | -85.9103 | Combined Cycle | Natural Gas | [7 empty] | 6b66f7a5-2ff1-4a92-9503-34fd6acd4839 | LGEE | Louisville Gas & Electric / Kentucky Utilities | PJM |  |  | 9b04cb38-167b-4242-8251-0efa60fb5bf0 | 5 | Phase 1 | Construction | 740 | [6 empty] | 2027-06-30 | [5 empty] | 2026-05-04 | 2026-05-05
50d0964a-c596-4e48-8227-b00aefc2ed7d | Justice Energy Storage Project | N |  |  | 65715 | Strata Clean Energy | [11 empty] | a98ea006-b279-42f8-8ff2-f5d8882b1f2f | Justice Energy Storage | 69469 | Justice Energy Storage | Maricopa County | Buckeye | AZ | 33.408 | -112.4956 | Battery | Storage | 2a4e885b-deab-475b-91a3-2928e1d2f6e5 | Arizona Public Service Co | 803 |  |  |  |  | d27b2e02-1856-43f6-a53f-4c7bb6262bf2 | AZPS | Arizona Public Service | Regulated West |  |  | 5a88b06d-3418-45a0-b4d5-bf5d0174eadb | JES1 | Phase 1 | Construction | 150 | [6 empty] | 2026-04-30 | [5 empty] | 2026-05-04 | 2026-05-05
513a3bdd-16d2-4216-be92-03962c5922ef | Mendoza Trail BESS Project | N |  |  | 66950 | Lydian Energy | [11 empty] | 7198b7e8-b2fd-4df1-a918-1c24837149c9 | Mendoza Trail BESS | 68581 | Mendoza Trail BESS | Crane County | McCamey | TX | 31.1937 | -102.3159 | Battery | Storage | 3bba9426-84e1-4cfe-8a6d-d36fa9ee3475 | AEP Texas North Company | 20404 |  |  |  |  | 1fc90153-5419-4455-91f9-cee1dda4ed00 | ERCO | Electric Reliability Council of Texas | ERCOT |  |  | 4da61b81-31ef-4f87-81e1-ec1b05d54a62 | MTB | Phase 1 | Construction | 200 | [6 empty] | 2026-04-30 | [5 empty] | 2026-05-04 | 2026-05-05
51590ccd-eba8-468e-8966-236accfd57af | SunRoper Project | N | OCI Energy |  | 58489 | OCI Energy LLC | [9 empty] | https://www.ocienergy.com/solar-projects/ |  | aa1cd77a-6b25-4dde-bf2a-916236105f63 | OCI SunRoper | 65893 | OCI SunRoper | Wharton County | Lane City | TX | 29.2404 | -96.0115 | Photovoltaic | Solar | d3c6c6a8-bcb9-40aa-b95d-954103ee1453 | Jackson Electric Coop, Inc - (TX) | 9590 |  |  |  |  | 1fc90153-5419-4455-91f9-cee1dda4ed00 | ERCO | Electric Reliability Council of Texas | ERCOT |  |  | 6b73c7c0-8081-4664-b4f2-dcf8f626dabe | OCIRO | Phase 1 | Announcement | 260 | [6 empty] | 2027-12-31 | [5 empty] | 2026-05-04 | 2026-05-05
52206c33-c251-4e4a-9288-12cded4dc361 | McNew Generating Station | N | Evergy, Inc. | EVRG | 22500 | Evergy Kansas Central, Inc |  |  |  | 788750000 | [5 empty] | https://psc.mo.gov/Electric/PSC_Grants_CCNs_to_Evergy_for_Construction_Operation_of_Natural_Gas_and_Solar_Electric_Generation_Facilities--pr-26-09 |  | 958d7204-2f52-470e-bae0-43a38b803fea | McNew Generating Station | 68295 | McNew Generating Station | Reno County | Hutchinson | KS | 38.006 | -97.9217 | Combined Cycle | Natural Gas | f1c3a61d-cff5-40d6-8d6e-93dbd39b83a5 | Evergy Kansas Central, Inc | 22500 |  |  |  |  | 6b0bfc20-3ceb-4b9b-a50c-902a490a7db9 | SWPP | Southwest Power Pool | SPP | https://www.kcc.ks.gov/news-7-7-25,https://investors.evergy.com/news-releases/news-release-details/evergy-announces-two-new-705-mw-high-efficiency-natural-gas |  | 4eed22f5-44c5-4d6b-95b8-922d8823c1ad | MCN1 | Phase 1 | Announcement | 765 | [6 empty] | 2030-01-31 | [5 empty] | 2026-05-04 | 2026-05-05
5237332a-4aea-4292-9b70-992e77959828 | Vitex Storage Project | N | Cypress Creek Renewables |  | 61060 | Cypress Creek Renewables | [11 empty] | ab6b56ac-df72-493d-bf76-0edc9f608d67 | Vitex Storage | 68813 | Vitex Storage | Clark County | North Las Vegas | NV | 36.3823 | -114.9102 | Battery | Storage | [7 empty] | 20d89abf-59f0-4305-a19c-cdd6e1ef572d | NEVP | NV Energy | Regulated West |  |  | 68dd9522-5890-4c55-840a-876d1447a3f5 | VITEX | Phase 1 | Announcement | 300 | [6 empty] | 2028-06-30 | [5 empty] | 2026-05-04 | 2026-05-05
564e70fd-8240-4e3c-b517-bdef22d0af88 | Arida Solar (Hybrid) Project | N | Avantus |  | 63520 | 326FW 8me LLC |  |  |  |  | 4000 | 4000 |  |  |  | https://nevbex.com/2025/08/23/arida-solar-center-laughlin/5/ |  | 41c5c799-5d39-4ef7-8f0b-a66826756e9a | Arida Solar (Hybrid) | 63841 | Arida Solar (Hybrid) | Clark County | Laughlin | NV | 35.092 | -114.6888 | Battery | Storage | 0607afda-53c8-4c32-b451-8d0b0e2d4d85 | Nevada Power Co | 13407 | Private (Subsidiary of NV Energy) |  |  |  | 2950a9eb-39ef-4949-96bd-ecefbf7db624 | CISO | California Independent System Operator | CAISO |  |  | 61d01690-7ad3-4579-bbac-e47ad41fe037 | BESS | Phase 1 | Announcement | 370 | [6 empty] | 2029-06-30 | [5 empty] | 2026-05-04 | 2026-05-05
564e70fd-8240-4e3c-b517-bdef22d0af88 | Arida Solar (Hybrid) Project | N | Avantus |  | 63520 | 326FW 8me LLC |  |  |  |  | 4000 | 4000 |  |  |  | https://nevbex.com/2025/08/23/arida-solar-center-laughlin/5/ |  | b7f9c1ff-20c3-4619-ab29-50fb9818153e | Arida Solar (Hybrid) | 63841 | Arida Solar (Hybrid) | Clark County | Laughlin | NV | 35.092 | -114.6888 | Photovoltaic | Solar | 0607afda-53c8-4c32-b451-8d0b0e2d4d85 | Nevada Power Co | 13407 | Private (Subsidiary of NV Energy) |  |  |  | 2950a9eb-39ef-4949-96bd-ecefbf7db624 | CISO | California Independent System Operator | CAISO |  |  | a8d944fb-c17d-4905-81a6-e31aa8bea6a7 | ARIDA | Phase 1 | Announcement | 370 | [6 empty] | 2029-06-30 | [5 empty] | 2026-05-04 | 2026-05-05
27cd9dc2-3f75-4493-beb3-ac0fc49917d4 | Scioto Darby Creek Road Fuel Cell System Project | Y | Ohio Power Company |  |  |  | Bloom Energy |  | Amazon |  | 6.1 | 6.1 |  |  |  | https://www.aepohio.com/community/projects/scioto-darby-creek/ |  | 8c04cfdc-6e59-4ecf-9a3d-8eb1268b2e26 | Scioto Darby Creek Road Fuel Cell System |  |  | Franklin County | Hilliard | OH | 40.0157 | -83.1223 | Other | Natural Gas | [11 empty] | https://hilliardohio.gov/wp-content/uploads/2025/10/OPSB-Report-Certificate-and-Conditions.pdf | [2026-04-23 JP] Equipment: 228 x Bloom ES5/ES6 systems. | eefe8a4a-96aa-4e63-842a-90144f7813b1 |  | Phase 1 | Announcement | 72.9 |  |  | 2025-06-24 |  | 2026-01-31 | [7 empty] | 2026-05-04 | 2026-05-05
5f3067bf-90bc-4274-82b4-5c1408c69b62 | Ports Technology | N | SB Energy | [9 empty] | 9200 |  |  | https://www.powermag.com/sb-energy-tapped-for-proposed-9-2%E2%80%91gw-ohio-gas-power-plant-in-first-tranche-of-550b-u-s-japan-deal-what-we-know/ | [2026-04-16 CC] Current public descriptions position this gasâ€‘fired complex as the flagship energy component of the U.S.â€“Japan strategic investment framework, yet official materials still omit siting specifics, permitting milestones, and detailed project delivery arrangements. | c5b9c4dd-d29c-47da-92a1-f14893ac12da | Portsmouth Powered Land Project Gas Power Complex |  |  | Lea County | Piketon | OH | 39.031 | -83.0165 | Combined Cycle | Natural Gas | [12 empty] | [2026-04-16 CC] Public materials indicate the complex is intended to supply dispatchable power for AIâ€‘driven data center growth in Ohio but offer no breakdown of individual units, interconnection points, or thermal efficiencies. | 78c75856-39d6-46a9-9185-57df8ff10bc8 |  | Phase 1 | Announcement | 9200 |  |  |  | 2026-02-16 | [8 empty] | 2026-05-04 | 2026-05-05
614a8e05-6853-4917-8656-b02703c12ca6 | Mullin Creek Generating Station | N | Evergy, Inc. | EVRG | 12698 | Evergy Missouri West | [9 empty] | https://www.nwmissourinews.com/news/article_a1338d42-8e3d-4600-82b4-9f8e7a461af1.html |  | c67c1ff6-c4a6-4f55-9e52-c75efe3dc942 | Mullin Creek #1 Generating Station | 68296 | Mullin Creek #1 Generating Station | Whitecloud | Hutchinson | MO | 40.2283 | -94.8698 | Simple Cycle | Natural Gas | bac01d68-91cb-4df3-862a-1c8d47d4883a | Evergy Missouri West | 12698 |  |  |  |  | 6b0bfc20-3ceb-4b9b-a50c-902a490a7db9 | SWPP | Southwest Power Pool | SPP |  |  | c917ccda-df97-44f4-a548-381587a70ab3 | MC1 | Phase 1 | Announcement | 489.7 | [6 empty] | 2030-01-31 | [5 empty] | 2026-05-04 | 2026-05-05
6438a828-b957-4cd0-8ede-b0d971117ebc | ORCHARD Solar Generation BESS Project | N | BrightNight Power |  | 66715 | Yuma bn, LLC | [9 empty] | https://brightnightpower.com/app/uploads/2022/09/Orchard-Renewable-Power-Project-Community-Brochure-1.pdf |  | 5f55e7c7-629f-4fd7-a739-ce6e252d50bd | ORCHARD BESS | 68328 | Pioneer Clean Energy Center | Yuma County | Yuma | AZ | 32.5491 | -114.5974 | Battery | Storage | [7 empty] | d27b2e02-1856-43f6-a53f-4c7bb6262bf2 | AZPS | Arizona Public Service | Regulated West |  |  | a2339796-2be2-4c76-bf3d-249359849cc8 | ORCH2 | Phase 1 | Announcement | 300 | [6 empty] | 2027-04-30 | [5 empty] | 2026-05-04 | 2026-05-05
6438a828-b957-4cd0-8ede-b0d971117ebc | ORCHARD Solar Generation BESS Project | N | BrightNight Power |  | 66715 | Yuma bn, LLC | [9 empty] | https://brightnightpower.com/app/uploads/2022/09/Orchard-Renewable-Power-Project-Community-Brochure-1.pdf |  | 3d12fbc2-e654-442b-a926-ed5aab605ffe | ORCHARD Solar Generation | 68328 | Pioneer Clean Energy Center | Yuma County | Yuma | AZ | 32.5491 | -114.5974 | Photovoltaic | Solar | [7 empty] | d27b2e02-1856-43f6-a53f-4c7bb6262bf2 | AZPS | Arizona Public Service | Regulated West |  |  | bf687737-32f0-4930-b35b-e4e5925adfdf | ORCH1 | Phase 1 | Announcement | 300 | [6 empty] | 2027-04-30 | [5 empty] | 2026-05-04 | 2026-05-05
64fdca7c-bbe1-4cef-9abc-f0a7e231c94d | Prairie Oak Solar Project | N | Strata Clean Energy |  | 65715 | Strata Clean Energy | [11 empty] | 35889892-efcd-4544-b188-548057e35d9c | Prairie Oak Solar | 66707 | Prairie Oak Solar | Christian County | Assumption | IL | 39.5428 | -89.0315 | Photovoltaic | Solar | [7 empty] | cead66ff-8552-43d5-b723-aeedd7318b2b | MISO | Midcontinent Independent System Operator | MISO |  |  | 9479ed9d-3370-431d-a8fe-5b7cb0129a01 | 11102 | Phase 1 | Announcement | 250 | [6 empty] | 2027-09-30 | [5 empty] | 2026-05-04 | 2026-05-05
65784722-20ba-4af7-b914-1fd60d1e5081 | Plum Creek Project | N | Geronimo Power |  | 61301 | Plum Creek Wind Farm LLC | [9 empty] | https://geronimopower.com/in-development/plum-creek-wind-farm/ |  | cca2c0e0-0fbe-47cf-96e2-2f9aea6900b4 | Plum Creek | 61687 | Plum Creek | Cottonwood County | Revere | MN | 44.145 | -95.3827 | Onshore | Wind | 2a42a2bd-87cc-46ce-b0a8-60e05952442f | South Central Electric Assn | 17550 |  |  |  |  | cead66ff-8552-43d5-b723-aeedd7318b2b | MISO | Midcontinent Independent System Operator | MISO |  |  | 035df0f7-5bcb-4061-9a3d-ecd95e19fe02 | PLMCK | Phase 1 | Announcement | 400 | [6 empty] | 2028-01-31 | [5 empty] | 2026-05-04 | 2026-05-05
65b15c6e-f42e-4d69-be57-4655ffb2dee9 | Intermountain Pumped Storage Project | N | Premium Energy Holdings |  | 65690 | Premium Energy Holdings | [9 empty] | https://premiumenergyholdings.com/index.php/applications/intermountain-pumped-storage |  | 0fd37b07-a61a-44b5-a3ef-fedcd991ff29 | Intermountain Pumped Storage Project | 66684 | Intermountain Pumped Storage Project | Millard County | Delta | UT | 39.4147 | -112.4404 | Pumped Hydro | Storage | 962ac37f-49c9-4165-9823-c50dc8d9bd58 | PacifiCorp | 14354 | Private |  |  |  | afa3c752-ba78-491a-8199-8a43fc975708 | LDWP | Los Angeles Department of Water and Power | Regulated West |  |  | 319a77e6-3c62-4fd1-896f-d9d28a9352ea | HL001, HL002, HL003, HL004 | Phase 1 | Announcement | 1000 | [6 empty] | 2028-07-31 | [5 empty] | 2026-05-04 | 2026-05-05
66db85e5-954e-4491-8d94-6f57ab6e7829 | Chalk Bluff Solar Project | N | Invenergy |  | 67057 | Chalk Bluff Solar Energy LLC |  |  | Facebook | [6 empty] | https://wwww.invenergy.com/news/invenergy-to-provide-over-760mw-in-renewable-energy-supporting-meta-s-energy-needs-in-line-with-its-clean-and-renewable-energy-goals |  | 979bd452-583b-439d-9136-79d34d7c358c | Chalk Bluff Solar | 68772 | Chalk Bluff Solar | St. Francis County | Greasy Corner | AR | 35.0516 | -90.4325 | Photovoltaic | Solar | 335a069b-34ee-476b-a981-be426926dd12 | Entergy Arkansas LLC | 814 | Public | ETR | ETR:US | NYSE:ETR | cead66ff-8552-43d5-b723-aeedd7318b2b | MISO | Midcontinent Independent System Operator | MISO |  |  | 230cee76-f5cd-46b4-b067-9f12213c8e06 | CHALK | Phase 1 | Construction | 450 | [6 empty] | 2027-06-30 | [5 empty] | 2026-05-04 | 2026-05-05
679fa0a7-fe10-4a7f-bc28-002b41752312 | ITT Cogen Facility Project | N |  |  | 65792 | ITT Energy Tech Partners, LLC | [11 empty] | 0a47697d-cb6c-46cf-b218-d6c13bffb785 | ITT Cogen Facility | 52021 | ITT Cogen Facility | Cook County | Chicago | IL | 41.8344 | -87.6285 | Reciprocating Engine | Natural Gas | 222a249b-639d-4c33-9bba-36724efea762 | Commonwealth Edison Co | 4110 | Private (Part of Exelon Corp) | EXC | EXC:US | NASDAQ:EXC | 35f051b0-f1ce-470d-81d2-ea5c0d197f3a | PJM | PJM Interconnection | PJM |  |  | e323f2e7-0615-4e24-8e6d-7ac69341de42 | GEN3, GEN4 | Phase 1 | Announcement | 8.2 | [6 empty] | 2026-10-31 | [5 empty] | 2026-05-04 | 2026-05-05
67a64757-9c1d-42b7-9ba2-df5896cda026 | Middlebrook Creek Project | N | Parliament Energy |  | 65079 | Solar Proponent LLC | [11 empty] | 3f02db48-97cc-485a-add0-2fe50a43a4c1 | Middlebrook Creek BESS | 65853 | Middlebrook Creek Solar and BESS | Nacogdoches County | Alazan | TX | 31.5552 | -94.7919 | Battery | Storage | 14246342-1edf-4a4e-825c-0bf93f13d201 | Oncor Electric Delivery Company LLC | 44372 |  |  |  |  | 1fc90153-5419-4455-91f9-cee1dda4ed00 | ERCO | Electric Reliability Council of Texas | ERCOT |  |  | ade8a0c4-9328-46fc-9d10-1ccd7e420469 | MIDBS | Phase 1 | Announcement | 302.9 | [6 empty] | 2027-04-30 | [5 empty] | 2026-05-04 | 2026-05-05
67a64757-9c1d-42b7-9ba2-df5896cda026 | Middlebrook Creek Project | N | Parliament Energy |  | 65079 | Solar Proponent LLC | [11 empty] | db9d6f8c-3bcc-49c5-86ed-9f74b460130e | Middlebrook Creek Solar | 65853 | Middlebrook Creek Solar and BESS | Nacogdoches County | Alazan | TX | 31.5552 | -94.7919 | Photovoltaic | Solar | 14246342-1edf-4a4e-825c-0bf93f13d201 | Oncor Electric Delivery Company LLC | 44372 |  |  |  |  | 1fc90153-5419-4455-91f9-cee1dda4ed00 | ERCO | Electric Reliability Council of Texas | ERCOT |  |  | bcaf47d0-82df-44e2-943f-36bb77af5df6 | MIDPV | Phase 1 | Announcement | 609.1 | [6 empty] | 2027-04-30 | [5 empty] | 2026-05-04 | 2026-05-05
9650a9d1-0cc4-429f-9d58-0f3c2d98da21 | DataOne Vineland | Y | DataOne |  |  |  | Bergen Engines | [8 empty] | https://njems.nj.gov/DataMiner/Search/SearchByCategory?isExternal=y&getCategory=y&catName=Air+Quality+Permitting+and+Reporting, PCP 250002 |  | 87787329-8e00-4f84-b51c-2b0a9ab8f108 | DataOne Vineland |  |  | Cumberland County | Vineland | NJ | 39.4275 | -75.0167 | Reciprocating Engine | Natural Gas | [12 empty] | [2026-04-21 JP] Equipment: 36 x Bergen B36:45V engines. | a9adae1e-aaf9-4569-8fd1-1ee5ff137cb7 |  | Phase 1 | Announcement | 403 |  |  | 2025-12-17 | [9 empty] | 2026-05-04 | 2026-05-05
7a9d49a4-a55f-4cc2-bdc0-07b848843830 | Plant Yates Project | N | Georgia Power Co | GPJA | 7140 | Georgia Power Co | Mitsubishi Heavy Industries | [8 empty] | https://www.georgiapower.com/news-hub/press-releases/turbine-generator-unit-9-plant-yates.html | [2026-04-08 JP] Additional Info: 3 x Mitsubishi M501JAC turbines | 01900ad6-8e6d-4b12-89ff-0a24842790f9 | Yates | 728 | Yates | Newnan | Newnan | GA | 33.4622 | -84.8986 | Simple Cycle | Natural Gas | 435eef77-beb0-4620-9aae-8f86d110eb8c | Georgia Power Co | 7140 | Public | GPJA | GPB:US | NYSE:GPJA | fc5d245b-5d3e-4004-b00a-666a73bde91d | SOCO | Southern Company | Regulated Southeast | https://epd.georgia.gov/document/document/tv-802465-fd/download |  | c2fead70-469b-49b6-bf02-77212af08463 | 10, 9 | Phase 2 | Construction | 965.6 |  |  | 2023-12-08 | 2023-10-27 |  |  | 2027-12-31 | [5 empty] | 2026-05-04 | 2026-05-05
7a9d49a4-a55f-4cc2-bdc0-07b848843830 | Plant Yates Project | N | Georgia Power Co | GPJA | 7140 | Georgia Power Co | Mitsubishi Heavy Industries | [8 empty] | https://www.georgiapower.com/news-hub/press-releases/turbine-generator-unit-9-plant-yates.html | [2026-04-08 JP] Additional Info: 3 x Mitsubishi M501JAC turbines | 01900ad6-8e6d-4b12-89ff-0a24842790f9 | Yates | 728 | Yates | Newnan | Newnan | GA | 33.4622 | -84.8986 | Simple Cycle | Natural Gas | 435eef77-beb0-4620-9aae-8f86d110eb8c | Georgia Power Co | 7140 | Public | GPJA | GPB:US | NYSE:GPJA | fc5d245b-5d3e-4004-b00a-666a73bde91d | SOCO | Southern Company | Regulated Southeast | https://epd.georgia.gov/document/document/tv-802465-fd/download |  | 0c2037c0-101f-46f2-9d50-2e2f577e0bda | 8 | Phase 1 | Construction | 482.8 |  |  | 2023-12-08 | 2023-10-27 |  |  | 2026-12-31 | [5 empty] | 2026-05-04 | 2026-05-05
7ab80775-37e8-4963-8dc9-34959941ef6b | Delta Blues Advanced Power Station | N | Entergy | ETR | 12685 | Entergy Mississippi LLC | Kiewit Power Constructors Co. |  |  | 1200000000 | [5 empty] | https://www.entergy.com/news/entergy-mississippi-breaks-ground-on-delta-blues-advanced-power-station |  | bcea3251-2ff4-4f1d-bc34-a13f894de8e0 | Delta Blues Advanced Power Station | 67914 | Delta Blues Advanced Power Station | Washington County | Greenville | MS | 33.3305 | -91.1306 | Combined Cycle | Natural Gas | [7 empty] | cead66ff-8552-43d5-b723-aeedd7318b2b | MISO | Midcontinent Independent System Operator | MISO |  |  | 4eead26e-8a71-4729-9966-e1ad6ce1208a | 1A, 1C | Phase 1 | Announcement | 818.7 | [6 empty] | 2028-05-31 | [5 empty] | 2026-05-04 | 2026-05-05
7b523004-eeb0-4661-81cc-5688e0009709 | Painter Energy Storage Project | N |  |  | 62646 | Painter Energy Storage, LLC | [11 empty] | a9540777-e195-4ee2-94a7-190bf5ce7ec1 | Painter Energy Storage | 62729 | Painter Energy Storage | Santa Barbara County | Carpinteria | CA | 34.41 | -119.515 | Battery | Storage | 0cd4d1df-13ae-4300-b694-1b864e7e2230 | Southern California Edison Co | 17609 | Public | EIX | EIX:US | NYSE:EIX | 2950a9eb-39ef-4949-96bd-ecefbf7db624 | CISO | California Independent System Operator | CAISO |  |  | 082db89f-fe8e-4807-b32a-9d4d139c9319 | PAIN1 | Phase 1 | Construction | 10 | [6 empty] | 2026-04-30 | [5 empty] | 2026-05-04 | 2026-05-05
7c42d8a7-e46e-456a-9f48-6b7c40df1695 | Waterford Power Station | N | Entergy | ETR | 11241 | Entergy Louisiana LLC | TIC - The Industrial Company, Sargent & Lundy, Mitsubishi Heavy Industries |  | Facebook | [6 empty] | https://www.entergy.com/news/entergy-louisiana-receives-lpsc-approval-for-major-infrastructure-investments-to-support-metas-data-center-and-improve-reliability | [2026-04-08 JP] Additional Info: 2 x Mitsubishi M501JAC turbines | f32b99ff-9d42-48f0-85b2-f05f0f8d2a35 | Waterford 5 & 6 | 69445 | Waterford 6 | St. Charles Parish | Taft | LA | 29.9886 | -90.4856 | Combined Cycle | Natural Gas | 0d9443b3-9729-4842-b54e-30d99a82c457 | Entergy Louisiana LLC | 11241 | Private (Subsidiary of Entergy Corp) | ETR | ETR:US | NYSE:ETR | cead66ff-8552-43d5-b723-aeedd7318b2b | MISO | Midcontinent Independent System Operator | MISO | https://www.entergy.com/news/entergy-louisiana-power-meta-s-data-center-in-richland-parish,https://www.entergy.com/news/entergy-louisiana-breaks-ground-on-new-state-of-the-art-generation-facilities-to-power-reliability-growth-and-innovation,https://lpscpubvalence.lpsc.louisiana.gov/portal/PSC/ViewFile?fileId=nDWn/juc2+A%3D |  | eaa71fe6-b6ea-48f8-b3db-74db5f7591b6 | CT1, ST1 | Phase 2 | Announcement | 820 |  |  |  | 2026-03-27 |  |  | 2030-06-30 | [5 empty] | 2026-05-04 | 2026-05-05
7c42d8a7-e46e-456a-9f48-6b7c40df1695 | Waterford Power Station | N | Entergy | ETR | 11241 | Entergy Louisiana LLC | TIC - The Industrial Company, Sargent & Lundy, Mitsubishi Heavy Industries |  | Facebook | [6 empty] | https://www.entergy.com/news/entergy-louisiana-receives-lpsc-approval-for-major-infrastructure-investments-to-support-metas-data-center-and-improve-reliability | [2026-04-08 JP] Additional Info: 2 x Mitsubishi M501JAC turbines | f32b99ff-9d42-48f0-85b2-f05f0f8d2a35 | Waterford 5 & 6 | 69184 | Waterford 5 | St. Charles Parish | Taft | LA | 29.9886 | -90.4856 | Combined Cycle | Natural Gas | 0d9443b3-9729-4842-b54e-30d99a82c457 | Entergy Louisiana LLC | 11241 | Private (Subsidiary of Entergy Corp) | ETR | ETR:US | NYSE:ETR | cead66ff-8552-43d5-b723-aeedd7318b2b | MISO | Midcontinent Independent System Operator | MISO | https://www.entergy.com/news/entergy-louisiana-power-meta-s-data-center-in-richland-parish,https://www.entergy.com/news/entergy-louisiana-breaks-ground-on-new-state-of-the-art-generation-facilities-to-power-reliability-growth-and-innovation,https://lpscpubvalence.lpsc.louisiana.gov/portal/PSC/ViewFile?fileId=nDWn/juc2+A%3D |  | e44616ee-1ffa-4e97-8532-136b08bf5533 | WF5CT, WF5ST | Phase 1 | Announcement | 820 |  |  | 2024-10-30 | 2024-12-05 |  |  | 2029-06-30 | [5 empty] | 2026-05-04 | 2026-05-05
7c6c78a5-8806-49a5-a5c5-2767898434d9 | Stockton - SLEBA202 Project | N |  |  | 65869 | Prologis Logistics Services Incorporated | [11 empty] | ad9d5297-5a7b-4bd1-a402-1c2fcdf00115 | Stockton - SLEBA202 | 68796 | Stockton 6 - SLEBA202 | San Joaquin County | Stockton | CA | 37.8967 | -121.2602 | Photovoltaic | Solar | 625b7686-055b-46e1-a5a4-4e3dcaf631b4 | Pacific Gas & Electric Co. | 14328 | Public | PCG | PCG:US | NYSE:PCG | 2950a9eb-39ef-4949-96bd-ecefbf7db624 | CISO | California Independent System Operator | CAISO |  |  | 59b1ea94-7924-4ac2-ae04-fd33458cb1a7 | EB202 | Phase 1 | Construction | 1.1 | [12 empty] | 2026-05-04 | 2026-05-05
7c7fb5d2-910e-43c7-9419-d55069d4bebd | Elevate Arthur Kill Project | N |  |  | 65761 | Lighthouse Arthur Kill, LLC | [11 empty] | f2016823-c946-4404-b903-405cb738d698 | Elevate Arthur Kill | 66785 | Elevate Arthur Kill | Richmond County |  | NY | 40.5901 | -74.1984 | Battery | Storage | d4abab20-c67e-4f6b-a79f-147f8b0a11d6 | Consolidated Edison Co-NY Inc | 4226 | Public | ED | ED:US | NYSE:ED | ee53ff3c-b180-48a0-b3fb-50539e5f46a0 | NYIS | New York Independent System Operator | NYISO |  |  | 43a3aea4-83f7-4723-a185-81246cdf582f | ELVAK | Phase 1 | Construction | 15.1 | [6 empty] | 2026-04-30 | [5 empty] | 2026-05-04 | 2026-05-05
7d820e28-25a0-48ee-b771-7a2eb6f92434 | Radian Project | N | IPX Power |  | 67582 | Intersect USA, LLC | [9 empty] | https://ipxpower.com/portfolio/ |  | 5ceeedf7-a6ba-4318-8fb6-85ff29fdb105 | IP Radian | 64859 | IP Radian, LLC | Coleman County | Trickham | TX | 31.5481 | -99.1872 | Battery | Storage | 09ca5879-b568-4c4e-a0b4-fd7237b44d25 | Coleman County Elec Coop, Inc | 3938 |  |  |  |  | 1fc90153-5419-4455-91f9-cee1dda4ed00 | ERCO | Electric Reliability Council of Texas | ERCOT |  |  | f9dc83b0-ae81-43eb-bbed-c2dc00de9ebc | RADBA | Phase 1 | Construction | 160 | [6 empty] | 2026-04-30 | [5 empty] | 2026-05-04 | 2026-05-05
7e9e186a-1c0a-437e-8d90-4691a3888c2c | Pediment BESS Project | N | Aypa Power |  | 66844 | Pediment BESS I LLC | [9 empty] | https://www.prnewswire.com/news-releases/aypa-power-secures-398-million-financing-for-energy-storage-project-in-arizona-302329224.html |  | 3ab33058-9959-4674-9f31-4d9035ff5834 | Pediment BESS | 68477 | Pediment BESS I | Maricopa County | Mesa | AZ | 33.3557 | -111.6021 | Battery | Storage | [7 empty] | 4f4fe9e0-cb99-459e-9c12-6621c6e60461 | SRP | Salt River Project | Regulated West |  |  | 92e09611-8cd6-4b0b-ae8e-a257ca88a5db | 1 | Phase 1 | Construction | 250 | [6 empty] | 2026-04-30 | [5 empty] | 2026-05-04 | 2026-05-05
7ebe67a0-b56a-49d2-a2c4-fb43c169bb32 | Bellflower Solar Project | N | Dominion Energy |  | 58468 | Dominion Renewable Energy | [9 empty] | https://www.dominionenergy.com/projects-and-facilities/solar-energy-facilities-and-projects/virginia-solar-projects/bellflower |  | 32c6252f-2087-40b4-a354-823d8001d778 | Bellflower Solar | 68071 | Bellflower Solar (VA) | Nottoway County | Blackstone | VA | 37 | -78 | Photovoltaic | Solar | 5b0c2f7d-42e6-4e89-997c-39d2e368e019 | Virginia Electric & Power Co | 19876 | Public | D | D:US | NYSE:D | 35f051b0-f1ce-470d-81d2-ea5c0d197f3a | PJM | PJM Interconnection | PJM |  |  | 63ec40ef-a9a1-44b2-aa6a-e10d9079f933 | BELLF | Phase 1 | Announcement | 600 | [6 empty] | 2030-01-31 | [5 empty] | 2026-05-04 | 2026-05-05
7f25760e-55c3-43fa-9312-277c2072d8e8 | Kingstree East Project | N | Ingka |  | 66430 | Kingstree East 230 LLC | [9 empty] | https://www.ingka.com/newsroom/ingka-builds-its-first-internally-developed-solar-park-in-south-carolina-74-9mwac/ |  | 1e34be38-f0dc-45bf-944d-51093722a748 | Kingstree East 230 | 67862 | Kingstree East 230 Solar Project | Georgetown County | Willie Towne | SC | 33.5636 | -79.4633 | Photovoltaic | Solar | [7 empty] | 3d5660cd-3e20-4afb-9d8a-d36c37e42f4d | SC | Santee Cooper | Regulated Southeast |  |  | 02630aae-cd56-4412-af13-bb3ae956e5c0 | SOLAR | Phase 1 | Announcement | 249 | [6 empty] | 2029-12-31 | [5 empty] | 2026-05-04 | 2026-05-05
7f5f9a76-7851-4bba-8cc9-52b38745de78 | Singer Solar Project | N | NextEra Energy Resources | NEE | 67383 | Singer Solar, LLC |  |  |  |  | 1970 | 1970 |  |  |  | https://www.nexteraenergyresources.com/singer-solar/project-overview.html |  | 54465ab9-26f5-4e89-b8fb-fe7bc1a05a0e | Singer Solar | 69299 | Singer Solar | Beauregard Parish | Singer | LA | 30.6946 | -93.3338 | Photovoltaic | Solar | [7 empty] | cead66ff-8552-43d5-b723-aeedd7318b2b | MISO | Midcontinent Independent System Operator | MISO |  |  | 9622f7c4-a9df-41c6-ac87-fa5d975c09f1 | 4519 | Phase 1 | Announcement | 300 | [6 empty] | 2027-03-31 | [5 empty] | 2026-05-04 | 2026-05-05
808619d5-1ec2-472c-9f10-378625ef6590 | Ramsey Storage Project | N | Hecate Energy |  | 65483 | Hecate Energy Ramsey Storage, LLC | [9 empty] | https://www.hecateenergy.com/projects/ |  | e5042f22-57fa-499b-9623-1e1d90750df9 | Hecate Energy Ramsey Storage | 66414 | Hecate Energy Ramsey Storage | Wharton County | El Campo | TX | 29.0294 | -96.2362 | Battery | Storage | 810e5b62-43bb-4458-9938-bdb6a2863342 | Wharton County Elec Coop, Inc | 20472 |  |  |  |  | 1fc90153-5419-4455-91f9-cee1dda4ed00 | ERCO | Electric Reliability Council of Texas | ERCOT |  |  | ab4350f4-49db-4c31-b896-db374a8f9758 | RMSY | Phase 1 | Announcement | 500 | [6 empty] | 2027-12-31 | [5 empty] | 2026-05-04 | 2026-05-05
8269d2f9-3d4c-4a05-9302-c8414792636e | Kingston Energy Complex | N | Tennessee Valley Authority | TVE | 18642 | Tennessee Valley Authority | GE Vernova |  |  | 1800000000 | [5 empty] | https://www.tva.com/energy/our-power-system/coal/kingston-fossil-plant | [2026-04-08 JP] Additional Info: 16 x GE LM6000VELOX turbines; combined cycle OEM unspecified | fe57dbe0-2c26-444d-a56e-8b4374fcbd43 | Kingston | 3407 | Kingston | Kingston | Kingston | TN | 35.8992 | -84.5194 | Combined Cycle | Natural Gas | f5bfc10c-1ce4-40f9-a087-91fe187aff6b | City of Clinton - (TN) | 3812 |  |  |  |  | 0a62fbf5-37bd-4c63-b8f8-25625976e565 | TVA | Tennessee Valley Authority | Regulated Southeast |  |  | d10fea2c-4dc5-49f8-a3ed-0776f6a35948 | CTG1, STG1 | Phase 1 | Construction | 777.8 |  |  | 2023-05-31 | 2024-04-02 |  |  | 2027-12-31 | [5 empty] | 2026-05-04 | 2026-05-05
8269d2f9-3d4c-4a05-9302-c8414792636e | Kingston Energy Complex | N | Tennessee Valley Authority | TVE | 18642 | Tennessee Valley Authority | GE Vernova |  |  | 1800000000 | [5 empty] | https://www.tva.com/energy/our-power-system/coal/kingston-fossil-plant | [2026-04-08 JP] Additional Info: 16 x GE LM6000VELOX turbines; combined cycle OEM unspecified | 2ec72f64-fd06-43a9-9657-643a16e69930 | Kingston | 3407 | Kingston | Roane County | Kingston | TN | 35.8992 | -84.5194 | Simple Cycle | Natural Gas | f5bfc10c-1ce4-40f9-a087-91fe187aff6b | City of Clinton - (TN) | 3812 |  |  |  |  | 0a62fbf5-37bd-4c63-b8f8-25625976e565 | TVA | Tennessee Valley Authority | Regulated Southeast | https://www.gevernova.com/news/press-releases/ge-vernova-inks-milestone-aeroderivative-order-help-enhance-stability-energy-grid-tennessee-region,https://www.wate.com/news/top-stories/tva-planning-for-future-of-kingston-site-as-gas-plant-construction-continues/,https://www.powermag.com/tva-to-replace-iconic-kingston-coal-plant-with-1-5-gw-modern-complex/,https://www.federalregister.gov/documents/2024/04/08/2024-07411/kingston-fossil-plant-retirement-environmental-impact-statement |  | 96d31691-af1a-45b6-a362-f610faf3e88b | G1, G10, G11, G12, G13, G14, G15, G16, G2, G3, G4, G5, G6, G7, G8, G9 | Phase 1 | Announcement | 1052.8 |  |  | 2023-05-31 | 2024-04-02 |  |  | 2027-12-31 | [5 empty] | 2026-05-04 | 2026-05-05
82ce5a1e-3bc0-4e9d-b68c-0d7e3f548a35 | New Era Energy & Digital New Mexico AI Data Center Hub | N | New Era Energy & Digital Inc. | NUAI | [11 empty] | https://www.businesswire.com/news/home/20251106765936/en/New-Era-Energy-Digital-Enters-into-Land-Option-Purchase-Agreement-for-3500-Acres-in-New-Mexico-for-7GW-AI-Data-Center-Hub-Marks-first-Wholly-Owned-Development-Separate-from-TCDC-Joint-Venture | [2026-04-16 CC] The project is framed as a multi-gigawatt AI hub with initial power delivery targeted for 2028, leveraging Lea Countyâ€™s gas transmission, power infrastructure, water availability, workforce, and fiber connectivity under a land option structure. | bf2e9e0e-756d-4b9c-b69c-cdc9876768fd | Lea County Nuclear Installation for New Era AI Campus |  |  |  | Lovington | NM | 32.942 | -103.3927 | Steam Turbine | Nuclear | [12 empty] | [2026-04-16 CC] The nuclear installation is described only at a conceptual level with â€œ5+ GWâ€ capacity and ongoing technology selection, indicating a large planned build but with no disclosed reactor type, licensing pathway, or detailed capacity breakdown in the document. | e3afea51-93f3-4cab-b0f3-9b0244322deb |  | Phase 1 | Announcement | 5000 |  |  |  | 2025-11-06 | [8 empty] | 2026-05-04 | 2026-05-05
82ce5a1e-3bc0-4e9d-b68c-0d7e3f548a35 | New Era Energy & Digital New Mexico AI Data Center Hub | N | New Era Energy & Digital Inc. | NUAI | [11 empty] | https://www.businesswire.com/news/home/20251106765936/en/New-Era-Energy-Digital-Enters-into-Land-Option-Purchase-Agreement-for-3500-Acres-in-New-Mexico-for-7GW-AI-Data-Center-Hub-Marks-first-Wholly-Owned-Development-Separate-from-TCDC-Joint-Venture | [2026-04-16 CC] The project is framed as a multi-gigawatt AI hub with initial power delivery targeted for 2028, leveraging Lea Countyâ€™s gas transmission, power infrastructure, water availability, workforce, and fiber connectivity under a land option structure. | cdec7bd3-b900-4ef7-a906-b130ffdb3d06 | Lea County Natural Gas Generation for New Era AI Campus |  |  |  | Lovington | NM | 32.942 | -103.3927 | Combined Cycle | Natural Gas | [12 empty] | [2026-04-16 CC] The nuclear installation is described only at a conceptual level with â€œ5+ GWâ€ capacity and ongoing technology selection, indicating a large planned build but with no disclosed reactor type, licensing pathway, or detailed capacity breakdown in the document. | e2e9f4ab-7347-4099-bc91-aa2bb74afdd0 |  | Phase 1 | Announcement | 2000 |  |  |  | 2025-11-06 | [8 empty] | 2026-05-04 | 2026-05-05
82e442c6-4063-43da-9ca5-a6b2d1c1173f | Dodge County Wind Project | N | NextEra Energy Resources | NEE | 61951 | Dodge County Wind, LLC | [9 empty] | https://www.nexteraenergyresources.com/dodge-county-wind/project-overview.html |  | 9c4e8cb9-56e9-412a-81ef-e2753e285c97 | Dodge County Wind | 62437 | Dodge County Wind | Dodge County | Claremont | MN | 44.0056 | -92.9504 | Onshore | Wind | 027ad1c1-5da4-4d72-8862-7bc53bbd00b5 | Northern States Power Co - Minnesota | 13781 | Public | XEL | XEL:US | NASDAQ:XEL | cead66ff-8552-43d5-b723-aeedd7318b2b | MISO | Midcontinent Independent System Operator | MISO |  |  | 6f835584-4287-403f-844d-c9ce38ceec99 | WT | Phase 1 | Announcement | 228 | [6 empty] | 2026-12-31 | [5 empty] | 2026-05-04 | 2026-05-05
830f5802-aead-41ec-8713-05d21474c214 | Ashwood Solar Project | N | RWE | RWE | 67192 | RWE Clean Energy | [9 empty] | https://americas.rwe.com/our-energy/solar-energy/solar-projects-and-locations/ |  | b33bcd30-54d1-4ea5-a82c-62f2d0e088d3 | Ashwood Solar | 67701 | Ashwood Solar I | Lyon County | Eddyville | KY | 37.0234 | -88.0805 | Photovoltaic | Solar | [7 empty] | 6b66f7a5-2ff1-4a92-9503-34fd6acd4839 | LGEE | Louisville Gas & Electric / Kentucky Utilities | PJM |  |  | 9c491d0c-41d0-47ba-b8fa-4e878314d6cb | AS1 | Phase 1 | Construction | 86 | [6 empty] | 2026-05-31 | [5 empty] | 2026-05-04 | 2026-05-05
83316bc2-4dd6-4a3a-a721-7bb0d8b2438d | Dutchman Solar generation BESS Project | N | BrightNight Power |  | 66713 | DUTC bn, LLC | [9 empty] | https://brightnightpower.com/dutchman/ |  | 2f58b2d3-f0f1-4f26-86b3-1bab1c58ce29 | Dutchman Solar generation | 68317 | Dutchman Solar generation and BESS | Converse County | Glenrock | WY | 42.8716 | -105.8176 | Photovoltaic | Solar | [7 empty] | fcbfa4ba-0319-44d8-b664-6d3a21ccc0bf | WACM | Western Area Power Administration - Rocky Mountain Region | Regulated West |  |  | 16eb9b3f-204f-408f-9cb0-4a0cc58bac42 | DUTC1 | Phase 1 | Announcement | 499 | [6 empty] | 2029-06-30 | [5 empty] | 2026-05-04 | 2026-05-05
83316bc2-4dd6-4a3a-a721-7bb0d8b2438d | Dutchman Solar generation BESS Project | N | BrightNight Power |  | 66713 | DUTC bn, LLC | [9 empty] | https://brightnightpower.com/dutchman/ |  | 94e41d4b-1282-4742-863d-7693140fa5b5 | Dutchman BESS | 68317 | Dutchman Solar generation and BESS | Converse County | Glenrock | WY | 42.8716 | -105.8176 | Battery | Storage | [7 empty] | fcbfa4ba-0319-44d8-b664-6d3a21ccc0bf | WACM | Western Area Power Administration - Rocky Mountain Region | Regulated West |  |  | fd839fe0-8839-4f84-8c15-917ab4bf1eb9 | DUTC2 | Phase 1 | Announcement | 499 | [6 empty] | 2029-06-30 | [5 empty] | 2026-05-04 | 2026-05-05
845152b3-f9fc-455e-a0f1-2a91d980a5f0 | Lazy U Project | N | OCI Energy |  | 66759 | Lazy U ESS 1 LLC | [9 empty] | https://www.ocienergy.com/solar-projects/ |  | 3fcabc1a-fc35-425c-961f-3bee4f4a79e4 | Lazy U ESS 1 & 2 | 68355 | Lazy U ESS 1 | Hardeman County | Wheatland | TX | 34.2655 | -99.8721 | Battery | Storage | [7 empty] | 1fc90153-5419-4455-91f9-cee1dda4ed00 | ERCO | Electric Reliability Council of Texas | ERCOT |  |  | b6eda72d-f790-4e9f-924f-5070dd654f19 | LUBA1 | Phase 1 | Announcement | 250 | [6 empty] | 2027-07-31 | [5 empty] | 2026-05-04 | 2026-05-05
845152b3-f9fc-455e-a0f1-2a91d980a5f0 | Lazy U Project | N | OCI Energy |  | 66761, 66762 | Lazy U Solar 1 LLC; Lazy U Solar 2 LLC | [9 empty] | https://www.ocienergy.com/solar-projects/ |  | c337e386-1c7a-4e44-b379-b3e05e6293fb | Lazy U Solar 1 & 2 | 68357, 68358 | Lazy U Solar 1, Lazy U Solar 2 | Hardeman County | Wheatland | TX | 34.2655 | -99.8721 | Photovoltaic | Solar | [7 empty] | 1fc90153-5419-4455-91f9-cee1dda4ed00 | ERCO | Electric Reliability Council of Texas | ERCOT |  |  | d1d2dc3d-bfa3-4a50-9e1a-2fe743850c50 | LUPV1, LUPV2 | Phase 1 | Announcement | 500 | [6 empty] | 2029-07-31 | [5 empty] | 2026-05-04 | 2026-05-05
845152b3-f9fc-455e-a0f1-2a91d980a5f0 | Lazy U Project | N | OCI Energy |  | 66760 | Lazy U ESS 2 LLC | [9 empty] | https://www.ocienergy.com/solar-projects/ |  | 3fcabc1a-fc35-425c-961f-3bee4f4a79e4 | Lazy U ESS 1 & 2 | 68356 | Lazy U ESS 2 | Hardeman County | Wheatland | TX | 34.2655 | -99.8721 | Battery | Storage | [7 empty] | 1fc90153-5419-4455-91f9-cee1dda4ed00 | ERCO | Electric Reliability Council of Texas | ERCOT |  |  | 22cd7d5b-b4e6-42fc-8e0d-a201b2255376 | LUBA2 | Phase 2 | Announcement | 250 | [6 empty] | 2029-07-31 | [5 empty] | 2026-05-04 | 2026-05-05
8490cb9d-db39-44e3-9691-a559c3cfd924 | Prost ESS Project | N |  |  | 66764 | Prost ESS LLC | [11 empty] | c3c58dcf-0945-4b78-a6f9-2f3cf97b2c27 | Prost ESS | 68360 | Prost ESS | Austin County | Industry | TX | 29.9579 | -96.5333 | Battery | Storage | 6268fd1b-ab16-4982-8875-5db56322769b | Bluebonnet Electric Coop, Inc | 1892 |  |  |  |  | 1fc90153-5419-4455-91f9-cee1dda4ed00 | ERCO | Electric Reliability Council of Texas | ERCOT |  |  | 3825d2b1-e897-4ef8-99c2-f20684adbc15 | PRESS | Phase 1 | Announcement | 200 | [6 empty] | 2027-07-31 | [5 empty] | 2026-05-04 | 2026-05-05
84c3f125-7693-4340-9d0e-06f89327843d | Peatville Solar Park Project | N |  |  | 5109 | DTE Electric Company | [11 empty] | db71dee8-f94b-41f8-bf89-a5e586d2955f | Peatville Solar Park | 69467 | Peatville Solar Park | Sanilac County | Minden City | MI | 43.64 | -82.8 | Photovoltaic | Solar | 26749c83-6e33-400d-b547-24f87a25d36b | DTE Electric Company | 5109 | Public | DTE | DTE:US | NYSE:DTE | cead66ff-8552-43d5-b723-aeedd7318b2b | MISO | Midcontinent Independent System Operator | MISO |  |  | fdf1a6c1-3465-45a9-ab63-13212eea7f56 | PETSP | Phase 1 | Construction | 185 | [6 empty] | 2028-07-31 | [5 empty] | 2026-05-04 | 2026-05-05
9c130675-b233-4f34-8a61-9274ac43dbaf | Atlas Energy Park | N | Hanwha Renewables |  | 61222 | 174 Power Global Corp. | Timmons Group, Qcells North America | Societe Generale, Santander | Southern California Edison Co, Central Coast Community Energy, Silicon Valley Clean Energy | 5200000000 | 20000 | 20000 |  |  | Power Purchase Agreement (PPA) | https://hanwharenewables.com/projects/ | [2026-04-08 JP] Additional Info: So far $5.2B reported over three tranches; Project acreage expected to exceed 20,000; Contracted power: SCE-450 MW, CCCE & SVCE undisclosed. | 2cd59488-f699-4686-8423-a56191e0d5e2 | Atlas (I) | 63798 | Atlas | Vicksburg | Vicksburg | AZ | 33.9434 | -113.7917 | Battery | Storage | 2a4e885b-deab-475b-91a3-2928e1d2f6e5 | Arizona Public Service Co | 803 |  |  |  |  | d27b2e02-1856-43f6-a53f-4c7bb6262bf2 | AZPS | Arizona Public Service | Regulated West |  |  | 79103282-c011-45fc-85f9-d8a5359289cd | ATLB1 | Phase 1 | Construction | 300 | [6 empty] | 2026-02-28 | [5 empty] | 2026-05-04 | 2026-05-05
9c130675-b233-4f34-8a61-9274ac43dbaf | Atlas Energy Park | N | Hanwha Renewables |  | 61222 | 174 Power Global Corp. | Timmons Group, Qcells North America | Societe Generale, Santander | Southern California Edison Co, Central Coast Community Energy, Silicon Valley Clean Energy | 5200000000 | 20000 | 20000 |  |  | Power Purchase Agreement (PPA) | https://hanwharenewables.com/projects/ | [2026-04-08 JP] Additional Info: So far $5.2B reported over three tranches; Project acreage expected to exceed 20,000; Contracted power: SCE-450 MW, CCCE & SVCE undisclosed. | 748e5201-9a55-49bb-b5fb-73c0c5da6240 | Atlas (I) | 63798 | Atlas | Vicksburg | Vicksburg | AZ | 33.9434 | -113.7917 | Photovoltaic | Solar | 2a4e885b-deab-475b-91a3-2928e1d2f6e5 | Arizona Public Service Co | 803 |  |  |  |  | d27b2e02-1856-43f6-a53f-4c7bb6262bf2 | AZPS | Arizona Public Service | Regulated West | https://naturalresources.house.gov/uploadedfiles/testimony_wilson11.19.24.pdf |  | 53aeaed4-9872-4b07-b56a-c13fe9c2e6f7 | ATL01 | Phase 1 | Construction | 300 |  |  |  | 2025-05-31 |  |  | 2026-02-28 | [5 empty] | 2026-05-04 | 2026-05-05
9c130675-b233-4f34-8a61-9274ac43dbaf | Atlas Energy Park | N | Hanwha Renewables |  | 67335 | ATLAS Solar Manager, LLC | Timmons Group, Qcells North America | Societe Generale, Santander | Southern California Edison Co, Central Coast Community Energy, Silicon Valley Clean Energy | 5200000000 | 20000 | 20000 |  |  | Power Purchase Agreement (PPA) | https://hanwharenewables.com/projects/ | [2026-04-08 JP] Additional Info: So far $5.2B reported over three tranches; Project acreage expected to exceed 20,000; Contracted power: SCE-450 MW, CCCE & SVCE undisclosed. | aa78290e-b8b6-4d1f-8529-a0b522f7f870 | Atlas XI | 69199 | ATLAS Solar XI, LLC |  |  | AZ | 33.5534 | -113.5803 | Photovoltaic | Solar | 0cd4d1df-13ae-4300-b694-1b864e7e2230 | Southern California Edison Co | 17609 | Public | EIX | EIX:US | NYSE:EIX | 2950a9eb-39ef-4949-96bd-ecefbf7db624 | CISO | California Independent System Operator | CAISO |  |  | 4fbdf8e1-e4ba-4d25-a4f3-3599c40154b0 | ATL11 | Phase 1 | Announcement | 200 |  |  | 2024-08-19 |  |  |  | 2027-12-31 | [5 empty] | 2026-05-04 | 2026-05-05
9c130675-b233-4f34-8a61-9274ac43dbaf | Atlas Energy Park | N | Hanwha Renewables |  | 67335 | ATLAS Solar Manager, LLC | Timmons Group, Qcells North America | Societe Generale, Santander | Southern California Edison Co, Central Coast Community Energy, Silicon Valley Clean Energy | 5200000000 | 20000 | 20000 |  |  | Power Purchase Agreement (PPA) | https://hanwharenewables.com/projects/ | [2026-04-08 JP] Additional Info: So far $5.2B reported over three tranches; Project acreage expected to exceed 20,000; Contracted power: SCE-450 MW, CCCE & SVCE undisclosed. | 8c81d572-b184-4c6d-98b0-0834b98ce1eb | Atlas V | 69237 | ATLAS Solar V, LLC | Sunwest | Sunwest | AZ | 33.5732 | -113.5773 | Photovoltaic | Solar | 0cd4d1df-13ae-4300-b694-1b864e7e2230 | Southern California Edison Co | 17609 | Public | EIX | EIX:US | NYSE:EIX | 2950a9eb-39ef-4949-96bd-ecefbf7db624 | CISO | California Independent System Operator | CAISO |  |  | e9a446f7-6547-4016-9d4a-e512323ce4f6 | ATL5 | Phase 1 | Construction | 200 | [6 empty] | 2026-04-30 | [5 empty] | 2026-05-04 | 2026-05-05
9c130675-b233-4f34-8a61-9274ac43dbaf | Atlas Energy Park | N | Hanwha Renewables |  | 67218 | ATLAS SOLAR IV, LLC | Timmons Group, Qcells North America | Societe Generale, Santander | Southern California Edison Co, Central Coast Community Energy, Silicon Valley Clean Energy | 5200000000 | 20000 | 20000 |  |  | Power Purchase Agreement (PPA) | https://hanwharenewables.com/projects/ | [2026-04-08 JP] Additional Info: So far $5.2B reported over three tranches; Project acreage expected to exceed 20,000; Contracted power: SCE-450 MW, CCCE & SVCE undisclosed. | 3138b79e-c411-4576-b851-8532c3327595 | Atlas IV | 69055 | ATLAS SOLAR IV | Salome | Salome | AZ | 33.5829 | -113.5769 | Photovoltaic | Solar | 0cd4d1df-13ae-4300-b694-1b864e7e2230 | Southern California Edison Co | 17609 | Public | EIX | EIX:US | NYSE:EIX | 2950a9eb-39ef-4949-96bd-ecefbf7db624 | CISO | California Independent System Operator | CAISO |  |  | 69d72711-5a80-464f-9da1-8e6e06660235 | ALTS4 | Phase 1 | Construction | 300 | [6 empty] | 2026-05-31 | [5 empty] | 2026-05-04 | 2026-05-05
9c130675-b233-4f34-8a61-9274ac43dbaf | Atlas Energy Park | N | Hanwha Renewables |  | 67217 | ATLAS Solar II, LLC | Timmons Group, Qcells North America | Societe Generale, Santander | Southern California Edison Co, Central Coast Community Energy, Silicon Valley Clean Energy | 5200000000 | 20000 | 20000 |  |  | Power Purchase Agreement (PPA) | https://hanwharenewables.com/projects/ | [2026-04-08 JP] Additional Info: So far $5.2B reported over three tranches; Project acreage expected to exceed 20,000; Contracted power: SCE-450 MW, CCCE & SVCE undisclosed. | 705d1998-0748-4f7e-9d92-7e2bcc1f8686 | Atlas II | 69054 | ATLAS II | Salome | Salome | AZ | 33.5829 | -113.5769 | Photovoltaic | Solar | 0cd4d1df-13ae-4300-b694-1b864e7e2230 | Southern California Edison Co | 17609 | Public | EIX | EIX:US | NYSE:EIX | 2950a9eb-39ef-4949-96bd-ecefbf7db624 | CISO | California Independent System Operator | CAISO |  |  | ad4d9982-3822-45d4-aaed-aec0752723a0 | ALT2 | Phase 1 | Construction | 100 | [6 empty] | 2026-03-31 | [5 empty] | 2026-05-04 | 2026-05-05
9c130675-b233-4f34-8a61-9274ac43dbaf | Atlas Energy Park | N | Hanwha Renewables |  | 66716 | ATLAS BESS IV, LLC | Timmons Group, Qcells North America | Societe Generale, Santander | Southern California Edison Co, Central Coast Community Energy, Silicon Valley Clean Energy | 5200000000 | 20000 | 20000 |  |  | Power Purchase Agreement (PPA) | https://hanwharenewables.com/projects/ | [2026-04-08 JP] Additional Info: So far $5.2B reported over three tranches; Project acreage expected to exceed 20,000; Contracted power: SCE-450 MW, CCCE & SVCE undisclosed. | d5a5492a-6c2c-4b1c-9cb3-2a7bbdfadf34 | Atlas IV | 68321 | Atlas BESS IV LLC | Salome | Salome | AZ | 33.5829 | -113.5769 | Battery | Storage | 0cd4d1df-13ae-4300-b694-1b864e7e2230 | Southern California Edison Co | 17609 | Public | EIX | EIX:US | NYSE:EIX | 2950a9eb-39ef-4949-96bd-ecefbf7db624 | CISO | California Independent System Operator | CAISO | https://transgridenergy.com/our-projects/ | [2026-04-06 JP] 4-hr duration = 600 MWh | 1ad2ff17-ea9e-4dbe-ad10-2e48c697517d | ALT4 | Phase 1 | Construction | 150 | 4 | 600 |  |  |  |  | 2026-06-30 | [5 empty] | 2026-05-04 | 2026-05-05
9c130675-b233-4f34-8a61-9274ac43dbaf | Atlas Energy Park | N | Hanwha Renewables |  | 66718 | Atlas VIII LLC | Timmons Group, Qcells North America | Societe Generale, Santander | Southern California Edison Co, Central Coast Community Energy, Silicon Valley Clean Energy | 5200000000 | 20000 | 20000 |  |  | Power Purchase Agreement (PPA) | https://hanwharenewables.com/projects/ | [2026-04-08 JP] Additional Info: So far $5.2B reported over three tranches; Project acreage expected to exceed 20,000; Contracted power: SCE-450 MW, CCCE & SVCE undisclosed. | 64011237-648e-4ba7-9337-5f37e52007d7 | Atlas VIII | 68323 | Atlas VIII | La Paz County | Salome | AZ | 33.5829 | -113.5769 | Battery | Storage | 0cd4d1df-13ae-4300-b694-1b864e7e2230 | Southern California Edison Co | 17609 | Public | EIX | EIX:US | NYSE:EIX | 2950a9eb-39ef-4949-96bd-ecefbf7db624 | CISO | California Independent System Operator | CAISO |  | [2026-04-06 JP] 4-hr duration = 1528 MWh | af5a37c2-af18-4d09-8834-2d904629bbca | ALT8A, ALT8B | Phase 1 | Construction | 382.4 | 4 | 1528 |  |  |  |  | 2026-06-30 | [5 empty] | 2026-05-04 | 2026-05-05
9c130675-b233-4f34-8a61-9274ac43dbaf | Atlas Energy Park | N | Hanwha Renewables |  | 67335 | ATLAS Solar Manager, LLC | Timmons Group, Qcells North America | Societe Generale, Santander | Southern California Edison Co, Central Coast Community Energy, Silicon Valley Clean Energy | 5200000000 | 20000 | 20000 |  |  | Power Purchase Agreement (PPA) | https://hanwharenewables.com/projects/ | [2026-04-08 JP] Additional Info: So far $5.2B reported over three tranches; Project acreage expected to exceed 20,000; Contracted power: SCE-450 MW, CCCE & SVCE undisclosed. | 7c9e090b-7fd2-472b-b33b-f37defa39fbd | Atlas VI | 69238 | ATLAS Solar VI, LLC | Sunwest | Sunwest | AZ | 33.5792 | -113.5742 | Photovoltaic | Solar | 0cd4d1df-13ae-4300-b694-1b864e7e2230 | Southern California Edison Co | 17609 | Public | EIX | EIX:US | NYSE:EIX | 2950a9eb-39ef-4949-96bd-ecefbf7db624 | CISO | California Independent System Operator | CAISO |  |  | f0b55f5c-d3e2-4207-8d2b-8dfcec36f297 | ATL6 | Phase 1 | Construction | 100 | [6 empty] | 2026-05-31 | [5 empty] | 2026-05-04 | 2026-05-05
9c130675-b233-4f34-8a61-9274ac43dbaf | Atlas Energy Park | N | Hanwha Renewables |  | 67335 | ATLAS Solar Manager, LLC | Timmons Group, Qcells North America | Societe Generale, Santander | Southern California Edison Co, Central Coast Community Energy, Silicon Valley Clean Energy | 5200000000 | 20000 | 20000 |  |  | Power Purchase Agreement (PPA) | https://hanwharenewables.com/projects/ | [2026-04-08 JP] Additional Info: So far $5.2B reported over three tranches; Project acreage expected to exceed 20,000; Contracted power: SCE-450 MW, CCCE & SVCE undisclosed. | 03af8c03-7536-4453-aafe-d823d6792f45 | Atlas X | 69198 | ATLAS Solar X, LLC | Sunwest | Sunwest | AZ | 33.5467 | -113.5562 | Photovoltaic | Solar | 0cd4d1df-13ae-4300-b694-1b864e7e2230 | Southern California Edison Co | 17609 | Public | EIX | EIX:US | NYSE:EIX | 2950a9eb-39ef-4949-96bd-ecefbf7db624 | CISO | California Independent System Operator | CAISO | https://roselawgroupreporter.com/2024/09/174-power-global-solar-project-moves-forward-in-la-paz-county/ |  | 1cf2d919-c5e9-4582-bb9e-0969b23fd01e | ATL10 | Phase 1 | Announcement | 225 |  |  | 2024-08-19 |  |  |  | 2027-12-31 | [5 empty] | 2026-05-04 | 2026-05-05
a5ff5009-490f-40b8-a9e7-09d5b5b20e65 | Bison Generation Station | N | Basin Electric Power Cooperative |  | 1307 | Basin Electric Power Coop | [9 empty] | https://www.basinelectric.com/about-us/Generation/Bison-Generation-Station |  | c2b8adda-48f2-48ef-93f4-3ac71135636f | Bison Generation Station | 69071 | Bison Generation Station | Williams County | Epping | ND | 48.3279 | -103.3127 | Combined Cycle | Natural Gas | [7 empty] | 6b0bfc20-3ceb-4b9b-a50c-902a490a7db9 | SWPP | Southwest Power Pool | SPP |  |  | f5e03685-3944-4e27-ad23-9208e56bfef7 | CA1, CA2, CT1, CT2 | Phase 2 | Announcement | 1518 | [6 empty] | 2030-03-31 | [5 empty] | 2026-05-04 | 2026-05-05
a5ff5009-490f-40b8-a9e7-09d5b5b20e65 | Bison Generation Station | N | Basin Electric Power Cooperative |  | 1307 | Basin Electric Power Coop | [9 empty] | https://www.basinelectric.com/about-us/Generation/Bison-Generation-Station |  | c2b8adda-48f2-48ef-93f4-3ac71135636f | Bison Generation Station | 69071 | Bison Generation Station | Williams County | Epping | ND | 48.3279 | -103.3127 | Combined Cycle | Natural Gas | [7 empty] | 6b0bfc20-3ceb-4b9b-a50c-902a490a7db9 | SWPP | Southwest Power Pool | SPP |  |  | e3309c0c-0374-4ccc-8cf0-588dd57c12c1 | CA1, CA2, CT1, CT2 | Phase 1 | Announcement | 1518 | [6 empty] | 2030-03-31 | [5 empty] | 2026-05-04 | 2026-05-05
c3259299-a38b-4a47-a5b6-eb833f1c272d | Duane Arnold Energy Center | N | NextEra Energy Resources | NEE |  |  | GE Vernova |  | Google, Touchstone EnergyÂ® Cooperative, Inc. |  | 393 | 393 | 615 | https://newsroom.nexteraenergy.com/NextEra-Energy-and-Google-Announce-New-Collaboration-to-Accelerate-Nuclear-Energy-Deployment-in-the-U-S?l=12 | Power Purchase Agreement (PPA) | https://www.nexteraenergy.com/duane-arnold-energy-center.html | [2026-04-15 JP] Additional Info: Planned restart of retired project. Contracted power: Google-565MW, CIPCO/Touchstone-50MW. | edf86ad1-9910-492e-8f67-c2f6d4bc3201 | Duane Arnold Energy Center |  |  |  | Palo | IA | 42.1011 | -91.7781 | Steam Turbine | Nuclear | [7 empty] | cead66ff-8552-43d5-b723-aeedd7318b2b | MISO | Midcontinent Independent System Operator | MISO | https://www.linncountyiowa.gov/1868/Duane-Arnold-Energy-Center,https://www.iowapublicradio.org/ipr-news/2026-03-04/google-data-center-palo-linn-county,https://blog.google/feed/infrastructureduane-arnold-nuclear-plant-iowa/,https://www.nrc.gov/info-finder/reactors/duan,https://linncoia.portal.civicclerk.com/event/8617/files/attachment/5544 |  | e379ddf7-dadd-42c8-9999-7bd954995ca2 |  | Phase 1 | Announcement | 615 |  |  | 2025-01-23 | 2025-10-27 | [8 empty] | 2026-05-04 | 2026-05-05
c374eaa6-2cca-411c-aa41-39f9cf8153aa | NRG THW GT Electric Generating Station Project | N |  |  | 65627 | NRG THW GT LLC | [11 empty] | 98944042-88ac-49ed-a935-611e2784f9d5 | NRG THW GT Electric Generating Station | 66601 | NRG THW GT Electric Generating Station | Harris County | Houston | TX | 29.9439 | -95.5312 | Simple Cycle | Natural Gas | [7 empty] | 1fc90153-5419-4455-91f9-cee1dda4ed00 | ERCO | Electric Reliability Council of Texas | ERCOT |  |  | 18815a9f-3e83-45d3-a65c-b0063f7f1a10 | GT61, GT62 | Phase 1 | Construction | 377.4 | [6 empty] | 2026-06-30 | [5 empty] | 2026-05-04 | 2026-05-05
c190714a-dcbe-4d74-bf33-e87c6fe37c56 | Redwood Energy Microgrid | Y | Redwood Materials | [5 empty] | Crusoe | [6 empty] | https://www.crusoe.ai/resources/blog/crusoe-spark-and-redwood-energy.https://www.redwoodmaterials.com/news/redwood-energy-fast-low-cost-storage-to-power-the-age-of-ai-and-a-changing-grid/,https://www.redwoodmaterials.com/news/redwood-and-crusoe-expand-compute-to-7x-scale/ |  | 9ee4ac49-e6ae-4bec-8e5c-9f6c4bfebe18 | Redwood Energy Microgrid Solar |  |  |  | Sparks | NV | 39.4979 | -119.4401 | Photovoltaic | Solar | 0607afda-53c8-4c32-b451-8d0b0e2d4d85 | Nevada Power Co | 13407 | Private (Subsidiary of NV Energy) |  |  |  | 20d89abf-59f0-4305-a19c-cdd6e1ef572d | NEVP | NV Energy | Regulated West | https://www.redwoodmaterials.com/news/redwood-and-crusoe-expand-compute-to-7x-scale/,https://www.ess-news.com/2025/06/27/redwood-crusoe-deploy-second-life-batteries-at-data-center-for-63-mwh-storage |  | 2774bdb7-cc78-4f50-8b6e-bf01e1572566 |  | Phase 2 | Announcement | 8 |  |  |  | 2026-03-24 |  | 2026-09-30 | [6 empty] | 2026-05-04 | 2026-05-05
c190714a-dcbe-4d74-bf33-e87c6fe37c56 | Redwood Energy Microgrid | Y | Redwood Materials | [5 empty] | Crusoe | [6 empty] | https://www.crusoe.ai/resources/blog/crusoe-spark-and-redwood-energy.https://www.redwoodmaterials.com/news/redwood-energy-fast-low-cost-storage-to-power-the-age-of-ai-and-a-changing-grid/,https://www.redwoodmaterials.com/news/redwood-and-crusoe-expand-compute-to-7x-scale/ |  | 62550113-3afc-4448-8a6c-2264e372c682 | Redwood Energy Microgrid BESS |  |  |  | Sparks | NV | 39.4979 | -119.4401 | Battery | Storage | 0607afda-53c8-4c32-b451-8d0b0e2d4d85 | Nevada Power Co | 13407 | Private (Subsidiary of NV Energy) |  |  |  | 20d89abf-59f0-4305-a19c-cdd6e1ef572d | NEVP | NV Energy | Regulated West | https://www.redwoodmaterials.com/news/redwood-and-crusoe-expand-compute-to-7x-scale/,https://www.ess-news.com/2025/06/27/redwood-crusoe-deploy-second-life-batteries-at-data-center-for-63-mwh-storage |  | 2ff1f40a-d3d9-47b8-aa07-638666fbc88b |  | Phase 1 | Active | 63 |  |  |  | 2025-06-27 |  | 2025-06-27 | [6 empty] | 2026-05-04 | 2026-05-05
c190714a-dcbe-4d74-bf33-e87c6fe37c56 | Redwood Energy Microgrid | Y | Redwood Materials | [5 empty] | Crusoe | [6 empty] | https://www.crusoe.ai/resources/blog/crusoe-spark-and-redwood-energy.https://www.redwoodmaterials.com/news/redwood-energy-fast-low-cost-storage-to-power-the-age-of-ai-and-a-changing-grid/,https://www.redwoodmaterials.com/news/redwood-and-crusoe-expand-compute-to-7x-scale/ |  | 9ee4ac49-e6ae-4bec-8e5c-9f6c4bfebe18 | Redwood Energy Microgrid Solar |  |  |  | Sparks | NV | 39.4979 | -119.4401 | Photovoltaic | Solar | 0607afda-53c8-4c32-b451-8d0b0e2d4d85 | Nevada Power Co | 13407 | Private (Subsidiary of NV Energy) |  |  |  | 20d89abf-59f0-4305-a19c-cdd6e1ef572d | NEVP | NV Energy | Regulated West | https://www.redwoodmaterials.com/news/redwood-and-crusoe-expand-compute-to-7x-scale/,https://www.ess-news.com/2025/06/27/redwood-crusoe-deploy-second-life-batteries-at-data-center-for-63-mwh-storage |  | 4303b3ba-8dd5-4d6c-ba59-3f6d22db7f24 |  | Phase 1 | Active | 12 |  |  |  | 2025-06-27 |  | 2025-06-27 | [6 empty] | 2026-05-04 | 2026-05-05
d1f12171-f680-4526-8bcc-f91ff069c7a1 | Roman (Aurelius) Project | Y | Intersect |  | 67582 | Intersect USA, LLC |  |  | Google | 1220000000 | [5 empty] | https://www.intersect.com/community-engagement | [2026-04-08 JP] Additional Info: Project has been rebranded in regulatory filings as "Aurelius" | a7f40afe-523a-4cac-864e-42e321e2f75d | IP Roman Wind | 68202 | IP Roman Wind | Hereford |  | TX | 34.9909 | -102.6076 | Onshore | Wind | 14246342-1edf-4a4e-825c-0bf93f13d201 | Oncor Electric Delivery Company LLC | 44372 |  |  |  |  | 1fc90153-5419-4455-91f9-cee1dda4ed00 | ERCO | Electric Reliability Council of Texas | ERCOT |  |  | d232d2aa-a041-4225-8b4e-b13cda811056 | ROMW | Phase 1 | Announcement | 670 |  |  |  | 2024-02-29 |  |  | 2028-09-30 | [5 empty] | 2026-05-04 | 2026-05-05
d1f12171-f680-4526-8bcc-f91ff069c7a1 | Roman (Aurelius) Project | Y | Intersect |  | 67582 | Intersect USA, LLC |  |  | Google | 1220000000 | [5 empty] | https://www.intersect.com/community-engagement | [2026-04-08 JP] Additional Info: Project has been rebranded in regulatory filings as "Aurelius" | fc7ef25f-5cd9-42ab-8b11-da73dc884be1 | IP Roman Solar | 68201 | IP Roman Solar | Hereford |  | TX | 34.9909 | -102.6076 | Photovoltaic | Solar | 14246342-1edf-4a4e-825c-0bf93f13d201 | Oncor Electric Delivery Company LLC | 44372 |  |  |  |  | 1fc90153-5419-4455-91f9-cee1dda4ed00 | ERCO | Electric Reliability Council of Texas | ERCOT | https://www.newschannel10.com/2024/02/09/deaf-smith-county-commissioners-discuss-tax-breaks-billion-dollar-solar-energy-farm/,https://interchange.puc.texas.gov/Documents/35077_2366_1575655.PDF,https://interchange.puc.texas.gov/Documents/35077_2302_1556392.PDF,https://www.ercot.com/files/docs/2026/04/02/MORA_June2026.pdf |  | ca3fd11b-bc77-40db-9b4c-891983655e35 | ROMS | Phase 1 | Announcement | 500 |  |  | 2023-07-18 |  |  |  | 2028-06-30 | [5 empty] | 2026-05-04 | 2026-05-05
828a76ed-352d-45de-a8d7-d59eb4a866b4 | Quantum Clean Energy Project | Y | Intersect |  | 67582 | Intersect USA, LLC | First Solar, Tesla, TMEIC |  | Google | 400000000 | [5 empty] | https://www.intersect.com/portfolio/quantum |  | cedc75c0-b8ce-4cd2-a2e4-27f19d372b26 | Quantum I & II Solar | 68760, 68762 | Quantum II Solar, Quantum Solar | Stamford | Stamford | TX | 33.0129 | -99.5604 | Photovoltaic | Solar | 14246342-1edf-4a4e-825c-0bf93f13d201 | Oncor Electric Delivery Company LLC | 44372 |  |  |  |  | 1fc90153-5419-4455-91f9-cee1dda4ed00 | ERCO | Electric Reliability Council of Texas | ERCOT |  |  | 6921c61a-a0e2-4f6d-a836-584d2f71d1e3 | IPQ1S, IPQ2S | Phase 1 | Construction | 748.8 |  |  | 2018-09-27 | 2019-08-27 |  |  | 2026-06-30 | [5 empty] | 2026-05-04 | 2026-05-05
828a76ed-352d-45de-a8d7-d59eb4a866b4 | Quantum Clean Energy Project | Y | Intersect |  | 67582 | Intersect USA, LLC | First Solar, Tesla, TMEIC |  | Google | 400000000 | [5 empty] | https://www.intersect.com/portfolio/quantum |  | 25d16575-5850-457d-a091-b13f7b44237e | Quantum I & II BESS | 68759, 68761 | Quantum BESS, Quantum II BESS | Stamford | Stamford | TX | 33.0129 | -99.5604 | Battery | Storage | 14246342-1edf-4a4e-825c-0bf93f13d201 | Oncor Electric Delivery Company LLC | 44372 |  |  |  |  | 1fc90153-5419-4455-91f9-cee1dda4ed00 | ERCO | Electric Reliability Council of Texas | ERCOT |  |  | a66453a6-eb93-470b-9032-e274cc97b873 | IPQ1B, IPQ2B | Phase 1 | Construction | 642 | 2 | 1300 | 2024-03-22 |  |  |  | 2026-06-30 | [5 empty] | 2026-05-04 | 2026-05-05
d1e3b730-7570-4d3a-a709-a7c8475c826c | Franklin Farms Power Station | N | Entergy | ETR | 11241 | Entergy Louisiana LLC | TIC - The Industrial Company, Sargent & Lundy, Mitsubishi Heavy Industries |  | Facebook | [6 empty] | https://www.entergy.com/news/entergy-louisiana-breaks-ground-on-new-state-of-the-art-generation-facilities-to-power-reliability-growth-and-innovation | [2026-04-08 JP] Additional Info: 2 x Mitsubishi M501JAC turbines | 46d65ea3-c2b0-4db8-be3d-27c4a4414be3 | Franklin Farms 1&2 | 68214 | Franklin Farms 1&2 | Rayville | Rayville | LA | 32.5325 | -91.6277 | Combined Cycle | Natural Gas | 0d9443b3-9729-4842-b54e-30d99a82c457 | Entergy Louisiana LLC | 11241 | Private (Subsidiary of Entergy Corp) | ETR | ETR:US | NYSE:ETR | cead66ff-8552-43d5-b723-aeedd7318b2b | MISO | Midcontinent Independent System Operator | MISO | https://lpscpubvalence.lpsc.louisiana.gov/portal/PSC/ViewFile?fileId=nDWn/juc2+A%3D |  | bce76cd5-1df6-4523-aee4-67a279e702c6 | 1A, 1B, 2A, 2B | Phase 1 | Construction | 1560.6 |  |  | 2024-10-30 | 2024-12-05 | 2025-12-05 |  | 2028-12-31 | [5 empty] | 2026-05-04 | 2026-05-05
ad29ac83-1f59-40e1-864f-4ed3b25d5249 | Aquila Project | Y | Williams | WMB |  |  |  |  | Facebook |  |  |  | 520 |  |  | https://www.utah.gov/pmn/files/1390537.pdf,https://www.argusmedia.com/en/news-and-insights/latest-market-news/2786994-williams-to-supply-gas-power-to-meet-ohio-demand | [2026-04-17 AV] Additional Info: Williams will co-locate the natural gas facility in Meta's Eagle Mountain Data Center parcel to facilitate its expansion. The project cost and exact location within the parcel is not disclosed. | 064867ea-0a23-41a1-9d2c-3e5aab51e508 | Aquila Gas Plant |  |  |  | Cedar Valley | UT | 40.2545 | -112.015 | Simple Cycle | Natural Gas | 962ac37f-49c9-4165-9823-c50dc8d9bd58 | PacifiCorp | 14354 | Private |  |  |  | 8fb9e0a0-9b83-4fa0-b447-b9fc5a4c2e33 | PACW | PacifiCorp West | Regulated West | https://pscdocs.utah.gov/electric/25docs/25266001/343675WillPowerNtnlRgstryNtfctnF0260204751552-4-2026.pdf | [2026-04-17 AV] Additional Info: Williams will build a new 18.9 mile pipeline to supply the natural gas for the power generation. | a9eec9d0-3c89-4b85-ac9f-e08b4a80de04 |  | Phase 1 | Announcement | 520 |  |  |  | 2025-11-04 |  | 2026-12-31 | [6 empty] | 2026-05-04 | 2026-05-05
dbc616cc-ec31-4e4e-9972-043d6c7fc23e | Chokecherry and Sierra Madre Wind Project | N | Power Company of Wyoming LLC |  | 58842 | Power Company of Wyoming LLC | SWCA Environmental Consultants |  |  | 5000000000 | 1500 | 1500 |  |  |  | https://www.powercompanyofwyoming.com/wind-generation/index.shtml | [2026-04-08 JP] Additional Info: ~622 x 4-7 MW turbines, OEM unspecified | db249b00-8539-4e1b-b5fc-48e360f71c58 | Chokecherry and Sierra Madre Wind | 58987 | Chokecherry and Sierra Madre Wind | Rawlins | Rawlins | WY | 41.6831 | -107.2 | Onshore | Wind | [7 empty] | 2950a9eb-39ef-4949-96bd-ecefbf7db624 | CISO | California Independent System Operator | CAISO | https://www.permits.performance.gov/permitting-project/fast-41-covered-projects/chokecherry-sierra-madre-wind-energy-phase-1, |  | 32714b50-8fa5-40b7-aa33-9d1ed36357a6 | II-B | Phase 3 | Construction | 553.5 |  |  | 2008-01-30 | 2006-11-16 | 2016-09-09 |  | 2031-12-31 | [5 empty] | 2026-05-04 | 2026-05-05
dbc616cc-ec31-4e4e-9972-043d6c7fc23e | Chokecherry and Sierra Madre Wind Project | N | Power Company of Wyoming LLC |  | 58842 | Power Company of Wyoming LLC | SWCA Environmental Consultants |  |  | 5000000000 | 1500 | 1500 |  |  |  | https://www.powercompanyofwyoming.com/wind-generation/index.shtml | [2026-04-08 JP] Additional Info: ~622 x 4-7 MW turbines, OEM unspecified | db249b00-8539-4e1b-b5fc-48e360f71c58 | Chokecherry and Sierra Madre Wind | 58987 | Chokecherry and Sierra Madre Wind | Rawlins | Rawlins | WY | 41.6831 | -107.2 | Onshore | Wind | [7 empty] | 2950a9eb-39ef-4949-96bd-ecefbf7db624 | CISO | California Independent System Operator | CAISO | https://www.permits.performance.gov/permitting-project/fast-41-covered-projects/chokecherry-sierra-madre-wind-energy-phase-1, |  | a09fd249-ac6a-4188-b6e2-070ff4f98610 | I-A, I-B | Phase 1 | Construction | 1693.8 |  |  | 2006-11-16 | 2006-11-16 | 2016-09-09 |  | 2029-12-31 | [5 empty] | 2026-05-04 | 2026-05-05
dbc616cc-ec31-4e4e-9972-043d6c7fc23e | Chokecherry and Sierra Madre Wind Project | N | Power Company of Wyoming LLC |  | 58842 | Power Company of Wyoming LLC | SWCA Environmental Consultants |  |  | 5000000000 | 1500 | 1500 |  |  |  | https://www.powercompanyofwyoming.com/wind-generation/index.shtml | [2026-04-08 JP] Additional Info: ~622 x 4-7 MW turbines, OEM unspecified | db249b00-8539-4e1b-b5fc-48e360f71c58 | Chokecherry and Sierra Madre Wind | 58987 | Chokecherry and Sierra Madre Wind | Rawlins | Rawlins | WY | 41.6831 | -107.2 | Onshore | Wind | [7 empty] | 2950a9eb-39ef-4949-96bd-ecefbf7db624 | CISO | California Independent System Operator | CAISO | https://www.permits.performance.gov/permitting-project/fast-41-covered-projects/chokecherry-sierra-madre-wind-energy-phase-1, |  | 1f92e143-70dd-4bcd-849c-b36fcf72636a | II-A | Phase 2 | Construction | 1303.2 |  |  | 2008-01-30 | 2006-11-16 | 2016-09-09 |  | 2030-12-31 | [5 empty] | 2026-05-04 | 2026-05-05
09ddd3af-f8ba-40d4-8e95-a8999057e791 | Homer City Energy Campus | Y | Knighthead Capital Management, GoldenTree Asset Management |  | 58615 | Homer City Generation, L.P. | Kiewit Power Constructors Co., GE Vernova, IMI |  |  | 10000000000 | 3200 | 3200 |  |  |  | https://www.homercityredevelopment.com | [2026-04-08 JP] Additional Info: 7 x GE 7HA.02 turbines; 10 x proposed Mistubishi FT8 turbines (not included in total nameplate power figure) | 62ce51b5-2dc2-435c-b89c-bb99b4bc758f | Homer City Generating Station | 3122 | Homer City Generating Station | Black Lick | Black Lick | PA | 40.5128 | -79.1961 | Combined Cycle | Natural Gas | 7afd6e63-6d1e-4c38-bc14-85c7e440dacf | Pennsylvania Electric Co | 14711 | Public | FE | FE:US | NYSE:FE | 35f051b0-f1ce-470d-81d2-ea5c0d197f3a,ee53ff3c-b180-48a0-b3fb-50539e5f46a0 | PJM,NYIS | PJM Interconnection;New York Independent System Operator | PJM,NYISO | https://www.utilitydive.com/news/homer-city-gas-fired-power-station-data-center-firstenergy/744332/,https://www.pa.gov/agencies/dep/dep-regions/northwest-regional-office/homer-city-generation-redevelopment,https://www.wsj.com/business/energy-oil/a-big-coal-plant-was-just-imploded-to-make-way-for-an-ai-data-center-cd4bbe32,https://www.pacodeandbulletin.gov/secure/pabulletin/data/vol55/55-33/55-33.pdf,https://www.worldpipelines.com/contracts-and-tenders/28112025/imi-secures-major-contract-for-homer-city-generation-natural-gas-powered-plant/,https://www.businesswire.com/news/home/20250402452555/en/Homer-City-Redevelopment-and-Kiewit-Announce-Countrys-Largest-Natural-Gas-Powered-Data-Center-Campus-to-Support-AI-and-HPC-Demand | [2026-04-06] Project will serve both on-site data centers and the public grid via PJM and NYISO. | ea576def-36a2-4204-ad32-ad2529890b25 | CA7, CT7 | Phase 3 | Announcement | 628 |  |  | 2025-04-04 | 2025-04-02 | 2026-03-27 |  | 2029-03-31 | [5 empty] | 2026-05-04 | 2026-05-05
09ddd3af-f8ba-40d4-8e95-a8999057e791 | Homer City Energy Campus | Y | Knighthead Capital Management, GoldenTree Asset Management |  | 58615 | Homer City Generation, L.P. | Kiewit Power Constructors Co., GE Vernova, IMI |  |  | 10000000000 | 3200 | 3200 |  |  |  | https://www.homercityredevelopment.com | [2026-04-08 JP] Additional Info: 7 x GE 7HA.02 turbines; 10 x proposed Mistubishi FT8 turbines (not included in total nameplate power figure) | 62ce51b5-2dc2-435c-b89c-bb99b4bc758f | Homer City Generating Station | 3122 | Homer City Generating Station | Black Lick | Black Lick | PA | 40.5128 | -79.1961 | Combined Cycle | Natural Gas | 7afd6e63-6d1e-4c38-bc14-85c7e440dacf | Pennsylvania Electric Co | 14711 | Public | FE | FE:US | NYSE:FE | 35f051b0-f1ce-470d-81d2-ea5c0d197f3a,ee53ff3c-b180-48a0-b3fb-50539e5f46a0 | PJM,NYIS | PJM Interconnection;New York Independent System Operator | PJM,NYISO | https://www.utilitydive.com/news/homer-city-gas-fired-power-station-data-center-firstenergy/744332/,https://www.pa.gov/agencies/dep/dep-regions/northwest-regional-office/homer-city-generation-redevelopment,https://www.wsj.com/business/energy-oil/a-big-coal-plant-was-just-imploded-to-make-way-for-an-ai-data-center-cd4bbe32,https://www.pacodeandbulletin.gov/secure/pabulletin/data/vol55/55-33/55-33.pdf,https://www.worldpipelines.com/contracts-and-tenders/28112025/imi-secures-major-contract-for-homer-city-generation-natural-gas-powered-plant/,https://www.businesswire.com/news/home/20250402452555/en/Homer-City-Redevelopment-and-Kiewit-Announce-Countrys-Largest-Natural-Gas-Powered-Data-Center-Campus-to-Support-AI-and-HPC-Demand | [2026-04-06] Project will serve both on-site data centers and the public grid via PJM and NYISO. | da2fb6f9-612b-42f3-9e50-c478af595c45 | CA2, CA3, CT2, CT3 | Phase 2 | Announcement | 1256 |  |  | 2025-04-04 | 2025-04-02 | 2026-03-27 |  | 2028-11-30 | [5 empty] | 2026-05-04 | 2026-05-05
09ddd3af-f8ba-40d4-8e95-a8999057e791 | Homer City Energy Campus | Y | Knighthead Capital Management, GoldenTree Asset Management |  | 58615 | Homer City Generation, L.P. | Kiewit Power Constructors Co., GE Vernova, IMI |  |  | 10000000000 | 3200 | 3200 |  |  |  | https://www.homercityredevelopment.com | [2026-04-08 JP] Additional Info: 7 x GE 7HA.02 turbines; 10 x proposed Mistubishi FT8 turbines (not included in total nameplate power figure) | 62ce51b5-2dc2-435c-b89c-bb99b4bc758f | Homer City Generating Station | 3122 | Homer City Generating Station | Black Lick | Black Lick | PA | 40.5128 | -79.1961 | Combined Cycle | Natural Gas | 7afd6e63-6d1e-4c38-bc14-85c7e440dacf | Pennsylvania Electric Co | 14711 | Public | FE | FE:US | NYSE:FE | 35f051b0-f1ce-470d-81d2-ea5c0d197f3a,ee53ff3c-b180-48a0-b3fb-50539e5f46a0 | PJM,NYIS | PJM Interconnection;New York Independent System Operator | PJM,NYISO | https://www.utilitydive.com/news/homer-city-gas-fired-power-station-data-center-firstenergy/744332/,https://www.pa.gov/agencies/dep/dep-regions/northwest-regional-office/homer-city-generation-redevelopment,https://www.wsj.com/business/energy-oil/a-big-coal-plant-was-just-imploded-to-make-way-for-an-ai-data-center-cd4bbe32,https://www.pacodeandbulletin.gov/secure/pabulletin/data/vol55/55-33/55-33.pdf,https://www.worldpipelines.com/contracts-and-tenders/28112025/imi-secures-major-contract-for-homer-city-generation-natural-gas-powered-plant/,https://www.businesswire.com/news/home/20250402452555/en/Homer-City-Redevelopment-and-Kiewit-Announce-Countrys-Largest-Natural-Gas-Powered-Data-Center-Campus-to-Support-AI-and-HPC-Demand | [2026-04-06] Project will serve both on-site data centers and the public grid via PJM and NYISO. | 96c849e7-ca20-47fc-8b91-3ee6fdbfde7d | CA5, CA6, CT5, CT6 | Phase 1 | Construction | 1256 |  |  | 2025-04-04 | 2025-04-02 | 2026-03-27 |  | 2028-07-31 | [5 empty] | 2026-05-04 | 2026-05-05
09ddd3af-f8ba-40d4-8e95-a8999057e791 | Homer City Energy Campus | Y | Knighthead Capital Management, GoldenTree Asset Management |  | 58615 | Homer City Generation, L.P. | Kiewit Power Constructors Co., GE Vernova, IMI |  |  | 10000000000 | 3200 | 3200 |  |  |  | https://www.homercityredevelopment.com | [2026-04-08 JP] Additional Info: 7 x GE 7HA.02 turbines; 10 x proposed Mistubishi FT8 turbines (not included in total nameplate power figure) | 62ce51b5-2dc2-435c-b89c-bb99b4bc758f | Homer City Generating Station | 3122 | Homer City Generating Station | Black Lick | Black Lick | PA | 40.5128 | -79.1961 | Combined Cycle | Natural Gas | 7afd6e63-6d1e-4c38-bc14-85c7e440dacf | Pennsylvania Electric Co | 14711 | Public | FE | FE:US | NYSE:FE | 35f051b0-f1ce-470d-81d2-ea5c0d197f3a,ee53ff3c-b180-48a0-b3fb-50539e5f46a0 | PJM,NYIS | PJM Interconnection;New York Independent System Operator | PJM,NYISO | https://www.utilitydive.com/news/homer-city-gas-fired-power-station-data-center-firstenergy/744332/,https://www.pa.gov/agencies/dep/dep-regions/northwest-regional-office/homer-city-generation-redevelopment,https://www.wsj.com/business/energy-oil/a-big-coal-plant-was-just-imploded-to-make-way-for-an-ai-data-center-cd4bbe32,https://www.pacodeandbulletin.gov/secure/pabulletin/data/vol55/55-33/55-33.pdf,https://www.worldpipelines.com/contracts-and-tenders/28112025/imi-secures-major-contract-for-homer-city-generation-natural-gas-powered-plant/,https://www.businesswire.com/news/home/20250402452555/en/Homer-City-Redevelopment-and-Kiewit-Announce-Countrys-Largest-Natural-Gas-Powered-Data-Center-Campus-to-Support-AI-and-HPC-Demand | [2026-04-06] Project will serve both on-site data centers and the public grid via PJM and NYISO. | c912f31c-17aa-4627-a6cd-76985d29609a | CA1, CT1 | Phase 5 | Announcement | 628 |  |  | 2025-04-04 | 2025-04-02 | 2026-03-27 |  | 2029-11-30 | [5 empty] | 2026-05-04 | 2026-05-05
09ddd3af-f8ba-40d4-8e95-a8999057e791 | Homer City Energy Campus | Y | Knighthead Capital Management, GoldenTree Asset Management |  | 58615 | Homer City Generation, L.P. | Kiewit Power Constructors Co., GE Vernova, IMI |  |  | 10000000000 | 3200 | 3200 |  |  |  | https://www.homercityredevelopment.com | [2026-04-08 JP] Additional Info: 7 x GE 7HA.02 turbines; 10 x proposed Mistubishi FT8 turbines (not included in total nameplate power figure) | 62ce51b5-2dc2-435c-b89c-bb99b4bc758f | Homer City Generating Station | 3122 | Homer City Generating Station | Black Lick | Black Lick | PA | 40.5128 | -79.1961 | Combined Cycle | Natural Gas | 7afd6e63-6d1e-4c38-bc14-85c7e440dacf | Pennsylvania Electric Co | 14711 | Public | FE | FE:US | NYSE:FE | 35f051b0-f1ce-470d-81d2-ea5c0d197f3a,ee53ff3c-b180-48a0-b3fb-50539e5f46a0 | PJM,NYIS | PJM Interconnection;New York Independent System Operator | PJM,NYISO | https://www.utilitydive.com/news/homer-city-gas-fired-power-station-data-center-firstenergy/744332/,https://www.pa.gov/agencies/dep/dep-regions/northwest-regional-office/homer-city-generation-redevelopment,https://www.wsj.com/business/energy-oil/a-big-coal-plant-was-just-imploded-to-make-way-for-an-ai-data-center-cd4bbe32,https://www.pacodeandbulletin.gov/secure/pabulletin/data/vol55/55-33/55-33.pdf,https://www.worldpipelines.com/contracts-and-tenders/28112025/imi-secures-major-contract-for-homer-city-generation-natural-gas-powered-plant/,https://www.businesswire.com/news/home/20250402452555/en/Homer-City-Redevelopment-and-Kiewit-Announce-Countrys-Largest-Natural-Gas-Powered-Data-Center-Campus-to-Support-AI-and-HPC-Demand | [2026-04-06] Project will serve both on-site data centers and the public grid via PJM and NYISO. | e46b617a-2148-414b-962c-b91206ce5c7d | CA4, CT4 | Phase 4 | Announcement | 628 |  |  | 2025-04-04 | 2025-04-02 | 2026-03-27 |  | 2029-07-31 | [5 empty] | 2026-05-04 | 2026-05-05
e3a89c5c-0e26-4a47-a563-3c6d374c70f7 | Hop Hill Renewable Power Project | N | BrightNight Power |  | 66737 | HOHI bn, LLC | [9 empty] | https://brightnightpower.com/what-we-do/our-projects/hop-hill/ | [2026-04-02 CC] Additional Info: BrightNight Hop Hill solar-plus-storage project in Benton County remains under EFSEC review with extensions and ongoing local land-use concerns. | e353f371-76e4-4a08-90df-dffeea5e6c4f | Hop Hill BESS | 68342 | Hop Hill Solar Generation and BESS | Yakima County | Grandview | WA | 46.324 | -119.822 | Battery | Storage | [7 empty] | a5802c30-6514-4ac6-a89d-f40d7628f255 | BPAT | Bonneville Power Administration | Regulated West | https://www.interconnection.fyi/eia/project/68342-hohi2, https://efsec.wa.gov/facilities/hop-hill-solar | [2026-04-02 CC] Additional Info: Co-located solar and storage facilities on grazing land near Rattlesnake Ridge north of Prosser in Benton County. | ae8036bf-4831-4299-94bf-c5f0bc8e3664 | HOHI2 | Phase 1 | Announcement | 1200 |  |  | 2022-12-22 | 2022-08-01 |  |  | 2031-09-30 | [5 empty] | 2026-05-04 | 2026-05-05
e3a89c5c-0e26-4a47-a563-3c6d374c70f7 | Hop Hill Renewable Power Project | N | BrightNight Power |  | 66737 | HOHI bn, LLC | [9 empty] | https://brightnightpower.com/what-we-do/our-projects/hop-hill/ | [2026-04-02 CC] Additional Info: BrightNight Hop Hill solar-plus-storage project in Benton County remains under EFSEC review with extensions and ongoing local land-use concerns. | 44012ab6-83bb-48f3-8dac-d1b241fd4125 | Hop Hill Solar Generation | 68342 | Hop Hill Solar Generation and BESS | Yakima County | Grandview | WA | 46.324 | -119.822 | Photovoltaic | Solar | [7 empty] | a5802c30-6514-4ac6-a89d-f40d7628f255 | BPAT | Bonneville Power Administration | Regulated West | https://www.interconnection.fyi/eia/project/68342-hohi1, https://brightnightpower.com/what-we-do/our-projects/hop-hill/, https://efsec.wa.gov/facilities/hop-hill-solar | [2026-04-02 CC] Additional Info: Co-located solar and storage facilities on grazing land near Rattlesnake Ridge north of Prosser in Benton County. | e1f75db0-54e3-498e-a0bf-f2fc9eb40e8b | HOHI1 | Phase 1 | Announcement | 1200 |  |  | 2022-12-22 | 2022-08-01 |  |  | 2031-09-30 | [5 empty] | 2026-05-04 | 2026-05-05
e3a89c5c-0e26-4a47-a563-3c6d374c70f7 | Hop Hill Renewable Power Project | N | BrightNight Power |  | 66737 | HOHI bn, LLC | [9 empty] | https://brightnightpower.com/what-we-do/our-projects/hop-hill/ | [2026-04-02 CC] Additional Info: BrightNight Hop Hill solar-plus-storage project in Benton County remains under EFSEC review with extensions and ongoing local land-use concerns. | c55f9828-4ee3-4407-8952-4f1bda690954 | Hop Hill Solar Generation and BESS | 68342 | Hop Hill Solar Generation and BESS | Yakima County | Grandview | WA | 46.324 | -119.822 | Onshore | Wind | [7 empty] | a5802c30-6514-4ac6-a89d-f40d7628f255 | BPAT | Bonneville Power Administration | Regulated West |  | [2026-04-02 CC] Additional Info: Wind entry likely erroneous in EIA data, masking larger multi-technology capacity expansion beyond publicly disclosed project scale and scope overall. | 8f27d4c8-0806-464c-bfaa-7834c33a316d | HOHI | Phase 1 | Announcement | 200 | [6 empty] | 2031-09-30 | [5 empty] | 2026-05-04 | 2026-05-05
e63d6a50-5bfa-43bf-8ade-f67883a321bb | Miller Generating Station | N | Power Company of Wyoming LLC |  |  |  | GE Vernova |  |  | 1000000000 | 70 | 70 |  |  |  | https://www.powercompanyofwyoming.com/gas-generation/index.shtml | [2026-04-14 JP] Equipment: 3 x GE 7HA.02; 12 x GE LM6000 turbines. | 7ff974b4-0584-4234-8325-e38294c9c218 | Miller Generating Station |  |  |  | Sinclair | WY | 41.7454 | -107.1414 | Simple Cycle | Natural Gas | 962ac37f-49c9-4165-9823-c50dc8d9bd58 | PacifiCorp | 14354 | Private |  |  |  | efdd903a-2ff7-4015-a044-d29e58947036 | PACE | PacifiCorp East | Regulated West |  | [2026-04-14 JP] Additional Info: https://openair.wyo.gov/, Facility ID: F032397 | 9f5dbb58-73ff-4031-bfbe-ab8a6ab6fc07 |  | Phase 1 | Announcement |  |  |  |  | 2026-04-30 | [8 empty] | 2026-05-04 | 2026-05-05
e63d6a50-5bfa-43bf-8ade-f67883a321bb | Miller Generating Station | N | Power Company of Wyoming LLC |  |  |  | GE Vernova |  |  | 1000000000 | 70 | 70 |  |  |  | https://www.powercompanyofwyoming.com/gas-generation/index.shtml | [2026-04-14 JP] Equipment: 3 x GE 7HA.02; 12 x GE LM6000 turbines. | a0ab196b-b142-4ec9-84a8-30225e5ce014 | Miller Generating Station |  |  |  | Sinclair | WY | 41.7454 | -107.1414 | Combined Cycle | Natural Gas | 962ac37f-49c9-4165-9823-c50dc8d9bd58 | PacifiCorp | 14354 | Private |  |  |  | efdd903a-2ff7-4015-a044-d29e58947036 | PACE | PacifiCorp East | Regulated West |  | [2026-04-14 JP] Additional Info: https://openair.wyo.gov/, Facility ID: F032397 | b09dc020-ca9c-4240-956b-20f294475195 |  | Phase 1 | Announcement |  |  |  |  | 2026-04-30 | [8 empty] | 2026-05-04 | 2026-05-05
e798398c-02bd-442c-aade-75b65a1f75b8 | Coastal Virginia Offshore Wind Project | N | Dominion Energy, Stonepeak |  | 5248 | Dominion Energy Inc. | Siemens Energy |  |  | 11500000000 | 112800 | 112800 |  |  |  | https://coastalvawind.com/ | [2026-04-08 JP] Additional Info: 176 x SG 14-222 DD turbines | d4171be1-0919-420f-b505-8e1485a4e236 | Coastal Virginia Offshore Wind Co | 64550 | Coastal Virginia Offshore Wind (CVOW) Co |  |  | VA | 36.908 | -75.3491 | Offshore | Wind | 5b0c2f7d-42e6-4e89-997c-39d2e368e019 | Virginia Electric & Power Co | 19876 | Public | D | D:US | NYSE:D | 35f051b0-f1ce-470d-81d2-ea5c0d197f3a | PJM | PJM Interconnection | PJM | https://www.boem.gov/renewable-energy/state-activities/coastal-virginia-offshore-wind-project-cvow-research-project |  | 786b21b1-b5ac-47d1-826b-a0584a40da06 | CVOWC | Phase 1 | Construction | 2640 |  |  | 2021-11-05 | 2013-09-04 | 2024-02-28 |  | 2027-01-31 | [5 empty] | 2026-05-04 | 2026-05-05
eac24d96-ee71-49fc-b021-77644be23e1f | Deschutes Solar and Storage Project | N | BrightNight Power |  | 67058 | DECH bn, LLC | ERM | [8 empty] | https://brightnightpower.com/deschutes/ |  | aa96462e-90a5-4548-b88b-ad7b1e4201ae | Deschutes BESS | 68763 | Deschutes Solar and BESS | Wasco County | Maupin | OR | 45.157 | -121.136 | Battery | Storage | [7 empty] | a5802c30-6514-4ac6-a89d-f40d7628f255 | BPAT | Bonneville Power Administration | Regulated West | https://www.oregon.gov/energy/facilities-safety/facilities/Pages/DSB.aspx |  | d1d80147-4286-4d15-a52e-3921e1274397 | DECH2 | Phase 1 | Announcement | 1000 | 4 | 4000 | 2025-01-17 |  |  |  | 2029-11-30 | [5 empty] | 2026-05-04 | 2026-05-05
eac24d96-ee71-49fc-b021-77644be23e1f | Deschutes Solar and Storage Project | N | BrightNight Power |  | 67058 | DECH bn, LLC | ERM | [8 empty] | https://brightnightpower.com/deschutes/ |  | 2e6afe05-1646-4ba1-bd8e-4d71958ccd13 | Deschutes Solar | 68763 | Deschutes Solar and BESS | Maupin | Maupin | OR | 45.157 | -121.136 | Photovoltaic | Solar | [7 empty] | a5802c30-6514-4ac6-a89d-f40d7628f255 | BPAT | Bonneville Power Administration | Regulated West | https://www.oregon.gov/energy/facilities-safety/facilities/Pages/DSB.aspx |  | 6bc5206d-45ca-49ad-9151-0331623fdf76 | DECH1 | Phase 1 | Announcement | 1000 |  |  | 2025-01-17 |  |  |  | 2029-11-30 | [5 empty] | 2026-05-04 | 2026-05-05
584a30e9-1b24-4a2c-acfc-04fa32f0472b | Apollo Power Generation Facility | Y | Williams | WMB |  |  |  |  | Facebook |  |  |  | 350 |  |  | https://www.williams.com/expansion-project/apollo-power-generation-project/?tab=about-apollo-power-generationtab-11,https://www.wtol.com/article/news/local/wood-county-natural-gas-power-plant-proposed-next-to-data-center/512-5be27aa0-5f8d-4d2c-b933-37d6f1bbd2c7,https://bgindependentmedia.org/power-plant-for-meta-data-center-in-wood-county-fast-tracked-approved-with-no-public-hearings/ | [2026-04-30 AV] Additional Info: Project investment is not disclosed. | 7739087c-fa5f-44ef-b213-fe3090576878 | Apollo Gas Plant |  |  | Wood County | Dunbridge | OH | 41.4653 | -83.626 | Simple Cycle | Natural Gas | b288f404-6999-4ab0-b7a8-0ba5923c5b0b | The Toledo Edison Co | 18997 | Public | FE | FE:US | NYSE:FE | 35f051b0-f1ce-470d-81d2-ea5c0d197f3a | PJM | PJM Interconnection | PJM | https://dis.puc.state.oh.us/ViewImage.aspx?CMID=A1001001A25K05B15407H03596,https://dis.puc.state.oh.us/ViewImage.aspx?CMID=A1001001A26C20B65221D01940,https://dis.puc.state.oh.us/ViewImage.aspx?CMID=A1001001A26C26B45437C02490,https://dis.puc.state.oh.us/ViewImage.aspx?CMID=A1001001A26C27B61323G02700 | [2026-04-30 AV] Additional Info: A pipeline and a laydown yard are also planned. | 4e346134-5fd2-4ee1-b5d2-331bd9d1fb65 |  | Phase 1 | Announcement | 350 |  |  | 2025-10-16 | 2025-10-16 | 2026-02-09 | 2027-12-31 | [6 empty] | 2026-05-04 | 2026-05-05
fa4af315-9895-4d48-a25f-8bb8cbb0fa10 | CPV Basin Ranch Energy Center | N | Competitive Power Ventures (CPV) |  | 67527 | CPV Basin Ranch | Argan, Inc. | Texas Energy Fund (TxEF) | Coterra Energy | 1880000000 | [5 empty] | https://cpv.com/our-fleet/cpv-basin-ranch-energy-center/,https://investors.coterra.com/Investors/news/news-details/2025/Coterra-Energy-Reports-Second-Quarter-2025-Results-Announces-Quarterly-Dividend-and-Provides-Guidance-Update/default.aspx,https://gov.texas.gov/news/post/governor-abbott-announces-texas-energy-fund-loan-to-1350-mw-west-texas-natural-gas-power-plant,https://gov.texas.gov/news/post/governor-abbott-announces-texas-energy-fund-loan-to-1350-mw-west-texas-natural-gas-power-plant,https://www.businesswire.com/news/home/20251030500209/en/Argan-Inc.s-Gemma-Power-Systems-Receives-Full-Notice-to-Proceed-on-EPC-Contract-for-1350-MW-Combined-Cycle-Power-Plant-in-Texas | [2026-04-06 CC] Additional Info: Coterra announced a power netback gas sale agreement, to purchase up to 250 MW per day. EPC: Gemma Power Systems LLC (wholly owned subsidiary of Argan, Inc., NYSE: AGX) full EPC services, NTP issued October 30, 2025. Engineering sub: POWER Engineers, Inc. (detailed engineering for Gemma). Turbine OEM: GE Vernova (GE 7HA.03 H-class gas turbines). | 19dd2bf5-fca4-4d3b-b722-a7525d414c34 | CPV Basin Ranch Energy Center | 69566 | CPV Basin Ranch Energy Center | Reeves County | Pecos | TX | 31.5061 | -103.4875 | Combined Cycle | Natural Gas | 611f6a7b-f5a1-4499-bc30-c471469708a7 | Rio Grande Electric Coop, Inc | 16057 | Private (Cooperative) |  |  |  | 1fc90153-5419-4455-91f9-cee1dda4ed00 | ERCO | Electric Reliability Council of Texas | ERCOT |  |  | 292a7882-3f90-4d92-b8ad-2b5291154fe5 | GEN1, GEN2 | Phase 1 | Construction | 1445 |  |  | 2024-05-23 | 2024-09-01 | 2025-11-01 |  | 2029-02-28 | [5 empty] | 2026-05-04 | 2026-05-05
fa700dcb-5c3e-4ae7-b2af-9746f72131bb | Grover Hill Wind Project | N |  |  | 65439 | Lotus Infrastructure Global Operations, LLC | [11 empty] | 15596213-13fe-4eb2-bb93-69e75acdbf60 | Grover Hill Wind | 66359 | Grover Hill Wind, LLC | Paulding County | Grover Hill | OH | 41.0442 | -84.5098 | Onshore | Wind | [7 empty] | 35f051b0-f1ce-470d-81d2-ea5c0d197f3a | PJM | PJM Interconnection | PJM |  |  | 0114feaa-e8ea-4925-b0f5-b933fae2a0c1 | GHW | Phase 1 | Construction | 140.3 | [6 empty] | 2026-03-31 | [5 empty] | 2026-05-04 | 2026-05-05
fac1fc76-4a6e-44ef-9dfa-2fdeaed03f49 | Yum Yum Solar Project | N |  |  | 49893 | Invenergy Services LLC | [11 empty] | b22a4004-2fb7-45c6-9841-cc0d7600f0d0 | Yum Yum Solar | 63026 | Yum Yum Solar LLC | Fayette County | Laconia | TN | 35.2525 | -89.2514 | Photovoltaic | Solar | 7a248402-425e-4a52-9753-69f2baefe387 | Bolivar Energy Authority | 1936 |  |  |  |  | 0a62fbf5-37bd-4c63-b8f8-25625976e565 | TVA | Tennessee Valley Authority | Regulated Southeast |  |  | fc33347a-4bb6-4bac-959d-2ebdf115f347 | GEN1 | Phase 1 | Construction | 147 | [6 empty] | 2026-05-31 | [5 empty] | 2026-05-04 | 2026-05-05
fae90e82-67d0-4f52-b83a-152c65bfd7a6 | Eytcheson Solar Project | N |  |  | 65478 | Gransolar Texas Fourteen, LLC | [11 empty] | df28a3fc-cbd7-4617-b219-3a22795a9f6b | Eytcheson Solar | 66398 | Eytcheson Solar | Navarro County | Dawson | TX | 31.8726 | -96.7 | Photovoltaic | Solar | fd6b705b-b5d3-4eb5-a4dc-60df8c3731ac | Navarro County Elec Coop, Inc | 13332 |  |  |  |  | 1fc90153-5419-4455-91f9-cee1dda4ed00 | ERCO | Electric Reliability Council of Texas | ERCOT |  |  | 563258c0-5a19-418b-9a1f-43cbbb117934 | EYTCH | Phase 1 | Announcement | 76.4 | [6 empty] | 2028-01-31 | [5 empty] | 2026-05-04 | 2026-05-05
fafa1b77-761a-410d-8a6d-005a93269a26 | Cumberland Energy Solution Project | N | Tennessee Valley Authority | TVE | 18642 | Tennessee Valley Authority | Kiewit Power Constructors Co. |  |  | 2100000000 | [5 empty] | https://www.federalregister.gov/documents/2023/01/20/2023-01102/cumberland-fossil-plant-retirement-environmental-impact-statement | [2026-04-08 JP] Additional Info: Likely 2 x Mitsubishi M501JAC turbines. | b4a78edd-0338-446f-90d8-6a54b06339c2 | Cumberland | 3399 | Cumberland (TN) | Cumberland City | Cumberland City | TN | 36.3903 | -87.6539 | Combined Cycle | Natural Gas | 1b4b61ec-e027-4c9f-9f07-eda22168c7a9 | Cumberland Elec Member Corp | 4624 |  |  |  |  | 0a62fbf5-37bd-4c63-b8f8-25625976e565 | TVA | Tennessee Valley Authority | Regulated Southeast | https://www.tvaoig.gov/reports/inspection-evaluation/cumberland-combined-cycle-transmission-project |  | b6733fbe-23f8-4d3f-ad15-30b7c2b7fb8d | CTG2, STG2 | Phase 2 | Announcement | 777.8 |  |  |  | 2021-05-31 |  |  | 2029-01-31 | [5 empty] | 2026-05-04 | 2026-05-05
fafa1b77-761a-410d-8a6d-005a93269a26 | Cumberland Energy Solution Project | N | Tennessee Valley Authority | TVE | 18642 | Tennessee Valley Authority | Kiewit Power Constructors Co. |  |  | 2100000000 | [5 empty] | https://www.federalregister.gov/documents/2023/01/20/2023-01102/cumberland-fossil-plant-retirement-environmental-impact-statement | [2026-04-08 JP] Additional Info: Likely 2 x Mitsubishi M501JAC turbines. | b4a78edd-0338-446f-90d8-6a54b06339c2 | Cumberland | 3399 | Cumberland (TN) | Cumberland City | Cumberland City | TN | 36.3903 | -87.6539 | Combined Cycle | Natural Gas | 1b4b61ec-e027-4c9f-9f07-eda22168c7a9 | Cumberland Elec Member Corp | 4624 |  |  |  |  | 0a62fbf5-37bd-4c63-b8f8-25625976e565 | TVA | Tennessee Valley Authority | Regulated Southeast | https://www.tvaoig.gov/reports/inspection-evaluation/cumberland-combined-cycle-transmission-project |  | cd928835-f8d4-4ecf-acaa-34907d72a4ba | CTG1, STG1 | Phase 1 | Construction | 777.8 |  |  |  | 2021-05-31 |  |  | 2026-12-31 | [5 empty] | 2026-05-04 | 2026-05-05
fb02c13e-3ece-4a49-8b02-dc2b451247a1 | North Orange Project | N |  |  | 6452 | Florida Power & Light Co | [11 empty] | 05f38326-41a8-44d0-a27a-e2cfc12dc854 | North Orange | 65883 | North Orange | Indian River County | Vero Beach South | FL | 27.5142 | -80.5707 | Photovoltaic | Solar | [7 empty] | 6d087b04-6b72-407f-b0e4-c05c8754ba74 | FPL | Florida Power & Light | Regulated Southeast |  |  | 4cab218d-976e-49a4-a67c-41f7da447012 | 1 | Phase 1 | Construction | 74.5 | [6 empty] | 2026-04-30 | [5 empty] | 2026-05-04 | 2026-05-05
fb0b818c-1b81-4861-8dfb-3037cb382804 | Dry Lake East Energy Center Project | N |  |  | 67520 | Dry Lake East Energy Center | [11 empty] | 12b2cbec-0429-4fe7-9dea-9c79d9c8d960 | Dry Lake East Energy Center | 69549 | Dry Lake East Energy Center | Clark County | North Las Vegas | NV | 36.4011 | -114.8652 | Photovoltaic | Solar | [7 empty] | 20d89abf-59f0-4305-a19c-cdd6e1ef572d | NEVP | NV Energy | Regulated West |  |  | 6f528535-96b9-480c-a6e3-4da63b76542c | DLE1 | Phase 1 | Construction | 200 | [6 empty] | 2026-12-31 | [5 empty] | 2026-05-04 | 2026-05-05
fb761918-0367-439b-a82a-f25ce4301d52 | Hanson Project | N | Cypress Creek Renewables |  | 61060 | Cypress Creek Renewables |  |  | Facebook | [6 empty] | https://ccrenew.com/news/cypress-creek-closes-financing-for-hanson-solar-a-flagship-505mwdc-project-supporting-metas-operations-and-strengthening-texass-grid-and-economy/ |  | 98c9ef80-4ca4-4272-b39a-b1318fbf21fa | Hanson | 67657 | Hanson | Coleman County | Fisk | TX | 31.6904 | -99.5139 | Photovoltaic | Solar | 5baa4d7c-3c5b-45ca-acb5-170467343fac | Comanche County Elec Coop Assn | 4295 |  |  |  |  | 1fc90153-5419-4455-91f9-cee1dda4ed00 | ERCO | Electric Reliability Council of Texas | ERCOT |  |  | 929f86e8-9687-4be0-b8d5-dd3c2f5e643f | HANSO | Phase 1 | Announcement | 396 | [6 empty] | 2027-07-31 | [5 empty] | 2026-05-04 | 2026-05-05
fba5a771-4abb-42b4-9048-b832ba7ade98 | NET Power La Porte Station Project | N |  |  | 60018 | NET Power, LLC | [11 empty] | ae586009-4b39-491e-bae3-2ecc46a9932d | NET Power La Porte Station | 60910 | NET Power La Porte Station | Harris County | Pasadena | TX | 29.6468 | -95.0542 | Simple Cycle | Natural Gas | 866548e1-693d-4b06-930a-a745e5f943d5 | CenterPoint Energy | 8901 | Public | CNP | CNP:US | NYSE:CNP | 1fc90153-5419-4455-91f9-cee1dda4ed00 | ERCO | Electric Reliability Council of Texas | ERCOT |  |  | ced87ef3-e1c4-4661-a521-53e610898c52 | NPLPS | Phase 1 | Announced | 25.5 | [6 empty] | 2027-02-28 | [5 empty] | 2026-05-04 | 2026-05-05
fbabdb8e-cadb-4316-ae78-572803a74942 | NY ELBA OAK ORCHARD RD - Genesee Project | N |  |  | 66300 | NY CDG Genesee 1 LLC | [11 empty] | ce069472-4832-4bdb-b955-519fffef6e23 | NY ELBA OAK ORCHARD RD - Genesee | 67609 | NY ELBA 7195 OAK ORCHARD RD - Genesee 1 | Genesee County | Elba | NY | 43.0644 | -78.1846 | Photovoltaic | Solar | [7 empty] | ee53ff3c-b180-48a0-b3fb-50539e5f46a0 | NYIS | New York Independent System Operator | NYISO |  |  | 001b7eac-470e-4903-b383-0ff5139e92b5 | 21599 | Phase 1 | Construction | 5 | [6 empty] | 2026-07-31 | [5 empty] | 2026-05-04 | 2026-05-05
fc3122fc-706c-40dc-8884-0c53822b93ba | Westminister NC Project | N |  |  | 58970 | Ecoplexus, Inc | [11 empty] | 98b0cc8e-c060-47c5-b28c-9901e0d27ae9 | Westminister NC | 63567 | Westminister NC | Rutherford County | Union Mills | NC | 35.452 | -81.919 | Photovoltaic | Solar | 453e1de5-2c45-4062-84f2-a40883f460f2 | Duke Energy Carolinas, LLC | 5416 | Public | DUK | DUK:US | NYSE:DUK | dd23055b-9c5b-4d3d-939a-4402448bb4bb | DUK | Duke Energy Carolinas | Regulated Southeast |  |  | 0d7bb625-953a-48cb-98c5-1e9e056fb79e | WSMTR | Phase 1 | Announcement | 70 | [6 empty] | 2027-03-31 | [5 empty] | 2026-05-04 | 2026-05-05
fcbfc7af-f6b9-4e61-82e0-5c41f6127b3c | Asheville Project | N |  |  | 3046 | Duke Energy Progress - (NC) | [11 empty] | 9d7044c6-ad37-41ef-acbb-828b3d2c75e4 | Asheville Solar | 69357 | Asheville Solar | Buncombe County |  | NC | 35.4706 | -82.5422 | Photovoltaic | Solar | [13 empty] | 1646adb7-630f-4052-9afb-dd13b8f98581 | PV1 | Phase 1 | Construction | 9.5 | [6 empty] | 2026-09-30 | [5 empty] | 2026-05-04 | 2026-05-05
fcbfc7af-f6b9-4e61-82e0-5c41f6127b3c | Asheville Project | N |  |  | 3046 | Duke Energy Progress - (NC) | [11 empty] | 35ac5884-78ed-46ae-8301-d880e6ddaad7 | Asheville BESS | 69429 | Asheville BESS | Buncombe County | Asheville | NC | 35.4721 | -82.5416 | Battery | Storage | [13 empty] | bf00cc52-aa4c-4113-b8fa-e055ddf22d7f | AVLB1 | Phase 1 | Construction | 17.3 | [6 empty] | 2026-08-31 | [5 empty] | 2026-05-04 | 2026-05-05
fcd27bcd-ea23-4567-9743-268414c21b77 | Angela Solar Project | N |  |  | 67111 | Angiola East LLC | [11 empty] | 8e54b626-93c4-45cb-950d-5bc5363a68fd | Angela Solar Project | 68854 | Angela Solar Project | Tulare County | Alpaugh | CA | 35.8656 | -119.4559 | Photovoltaic | Solar | 625b7686-055b-46e1-a5a4-4e3dcaf631b4 | Pacific Gas & Electric Co. | 14328 | Public | PCG | PCG:US | NYSE:PCG | 2950a9eb-39ef-4949-96bd-ecefbf7db624 | CISO | California Independent System Operator | CAISO |  |  | 59e02439-c2f2-4e75-833d-bf5e49ee56c6 | ANG1 | Phase 1 | Construction | 40 | [6 empty] | 2026-03-31 | [5 empty] | 2026-05-04 | 2026-05-05
fcd27bcd-ea23-4567-9743-268414c21b77 | Angela Solar Project | N |  |  | 67111 | Angiola East LLC | [11 empty] | 31461c57-f18c-4dae-a0e6-d8e2a6c3c766 | Angela Solar Project | 68854 | Angela Solar Project | Tulare County | Alpaugh | CA | 35.8656 | -119.4559 | Battery | Storage | 625b7686-055b-46e1-a5a4-4e3dcaf631b4 | Pacific Gas & Electric Co. | 14328 | Public | PCG | PCG:US | NYSE:PCG | 2950a9eb-39ef-4949-96bd-ecefbf7db624 | CISO | California Independent System Operator | CAISO |  |  | dcd3e9cc-9c34-4325-b817-ee1fcc41db56 | ABESS | Phase 1 | Construction | 40 | [6 empty] | 2026-03-31 | [5 empty] | 2026-05-04 | 2026-05-05
fcf1533d-3a77-4ee3-9fe6-405fba68aaf7 | Plaza Street Project | N |  |  | 67461 | DGSP2 LLC | [11 empty] | fa850c8f-972a-4f9b-a57c-18bfd8045789 | Plaza Street | 69362 | Plaza Street | Taylor County | Abilene | TX | 32.4576 | -99.7893 | Battery | Storage | 3bba9426-84e1-4cfe-8a6d-d36fa9ee3475 | AEP Texas North Company | 20404 |  |  |  |  | 1fc90153-5419-4455-91f9-cee1dda4ed00 | ERCO | Electric Reliability Council of Texas | ERCOT |  |  | 08c3e5ca-2218-44be-931a-de34a27fd289 | PSBAT | Phase 1 | Construction | 9.9 | [6 empty] | 2026-04-30 | [5 empty] | 2026-05-04 | 2026-05-05
fd9edca4-0873-46e3-9835-641e9649229c | Big Muddy Solar Project | N |  |  | 67560 | Big Muddy Solar Project, LLC | [11 empty] | e80af7eb-6e97-4101-9b2e-dff2064d8e08 | Big Muddy Solar | 69629 | Big Muddy Solar | Jackson County | Harrison | IL | 37.86 | -89.3 | Photovoltaic | Solar | [7 empty] | cead66ff-8552-43d5-b723-aeedd7318b2b | MISO | Midcontinent Independent System Operator | MISO |  |  | 2929fd3a-117c-461a-af0a-b741369be8b4 | BIGM1 | Phase 1 | Construction | 95 | [6 empty] | 2026-12-31 | [5 empty] | 2026-05-04 | 2026-05-05
fda3b83a-790a-4dca-bb3b-79b51da616ef | Culpepper Solar Project | N |  |  | 61729 | Culpepper Solar | [11 empty] | f37fe5c2-8340-4600-8924-86f198955b4a | Culpepper Solar | 62221 | Culpepper Solar | Darlington County | Antioch | SC | 34.4659 | -79.9604 | Photovoltaic | Solar | [7 empty] | a5e1cb12-2d32-4085-b4c0-aa5522f1554c | CPLE | Duke Energy Progress East | Regulated Southeast |  |  | 6fccbd29-4fbc-4639-b7ac-c37185349e88 | 33 | Phase 1 | Announcement | 74.9 | [6 empty] | 2027-11-30 | [5 empty] | 2026-05-04 | 2026-05-05
fdc29e4d-a4db-4acb-95fb-a6ac4370df6a | Sunset Road Solar Project | N |  |  | 67340, 67341 | Sunset Road Solar 3, LLC; Sunset Road Solar 4, LLC | [11 empty] | a2f54b94-17b3-406b-88a3-5ff9e717e208 | Sunset Road Solar 3 & 4 | 69231, 69232 | Sunset Road Solar 3, Sunset Road Solar 4 | Macoupin County | Litchfield | IL | 39.1508 | -89.768 | Photovoltaic | Solar | edc4beb6-10dc-416d-aab5-e828b9430906 | Ameren Illinois Company | 56697 |  |  |  |  | cead66ff-8552-43d5-b723-aeedd7318b2b | MISO | Midcontinent Independent System Operator | MISO |  |  | 0ebabfc6-48b8-49a5-a3a4-cafda739dc43 | SR3, SR4 | Phase 1 | Construction | 7.5 | [6 empty] | 2026-03-31 | [5 empty] | 2026-05-04 | 2026-05-05
fdedeee3-8e6f-4dfa-9576-ef97b3736e2a | Sypert Branch Solar Project | N | ENGIE | ENGIY | 67299 | Sypert Branch Solar LLC | [9 empty] | https://www.engie-na.com/engie-and-meta-announce-260-mw-renewable-energy-agreement/ |  | 75722876-1145-409d-a986-7b977f48aad9 | Sypert Branch Solar | 69150 | Sypert Branch Solar | Milam County | Buckholts | TX | 30.8779 | -97.1944 | Photovoltaic | Solar | [7 empty] | 1fc90153-5419-4455-91f9-cee1dda4ed00 | ERCO | Electric Reliability Council of Texas | ERCOT |  |  | 304c5813-efea-4d92-bda5-5626f46b519f | SYPRT | Phase 1 | Construction | 293.9 | [6 empty] | 2026-05-31 | [5 empty] | 2026-05-04 | 2026-05-05
fdf26454-c7f7-4a67-ac49-bc6c561eb57d | Lone Wolfe Phase One Project | N |  |  | 67530 | Heritage Energy Holdings, LLC | [11 empty] | ba442a27-08c0-460f-933c-4acd1f78a620 | Lone Wolfe Phase One | 69580 | Lone Wolfe Phase One | Mitchell County | Loraine | TX | 32.3903 | -100.7243 | Photovoltaic | Solar | d53beb04-bc41-43af-8a3e-32d3c6d9aace | Big Country Electric Coop, Inc | 1591 |  |  |  |  | 1fc90153-5419-4455-91f9-cee1dda4ed00 | ERCO | Electric Reliability Council of Texas | ERCOT |  |  | b8204eba-ef9a-4719-b724-e5ecd4664f3b | LW1 | Phase 1 | Construction | 1.1 | [12 empty] | 2026-05-04 | 2026-05-05
fe575c07-71ae-4879-9be9-cc9d9d1520f4 | Powells Creek Solar - Hybrid Project | N |  |  | 64610 | Powells Creek Farm Solar, LLC | [11 empty] | 437f3610-3639-4a60-bad5-771c3ba6a902 | Powells Creek Solar - Hybrid | 65305 | Powells Creek Solar - Hybrid | Halifax County | Java | VA | 36.5547 | -79.0286 | Battery | Storage | caab054f-4986-452e-8212-7d5f8e7aa036 | Mecklenburg Electric Cooperative | 12260 | Private |  |  |  | 35f051b0-f1ce-470d-81d2-ea5c0d197f3a | PJM | PJM Interconnection | PJM |  |  | c7cb0083-ee6d-4d40-9a4f-d24b0d681a28 | BESS | Phase 1 | Announcement | 17.5 | [6 empty] | 2026-12-31 | [5 empty] | 2026-05-04 | 2026-05-05
fe6826ce-7b86-4234-b1a4-e0339b1f8151 | E W Brown Project | N |  |  | 10171 | Kentucky Utilities Co | [11 empty] | bbdfee43-f4be-4b2e-a715-6a0eda4f4adb | E W Brown | 1355 | E W Brown | Mercer County | Harrodsburg | KY | 37.7883 | -84.7126 | Battery | Storage | [7 empty] | 6b66f7a5-2ff1-4a92-9503-34fd6acd4839 | LGEE | Louisville Gas & Electric / Kentucky Utilities | PJM |  |  | e4b982e4-66b7-462e-89b7-3294767d69ce | BESS | Phase 1 | Construction | 125 | [6 empty] | 2027-05-31 | [5 empty] | 2026-05-04 | 2026-05-05
fe81b5ce-61ec-4940-ae0e-a3fb130c081e | Sweetleaf Solar Project | N |  |  | 66689 | Sweetleaf Solar LLC | [11 empty] | 1b4b39e3-4557-4a4c-a99b-f121ca3c3071 | Sweetleaf Solar | 68271 | Sweetleaf Solar LLC | Halifax County | Enfield | NC | 36.2207 | -77.6886 | Photovoltaic | Solar | [7 empty] | 35f051b0-f1ce-470d-81d2-ea5c0d197f3a | PJM | PJM Interconnection | PJM |  |  | d0bdbe1a-fa21-4c0f-bab2-07d9fad37466 | SWLS1 | Phase 1 | Announcement | 93 | [6 empty] | 2027-04-30 | [5 empty] | 2026-05-04 | 2026-05-05
fea5ea5f-8262-48e0-acf9-658ab3f1ab41 | Brewster Solar Project | N |  |  | 18454 | Tampa Electric Co | [11 empty] | b8791cf9-c934-4dd2-ad4c-fc332afda806 | Brewster Solar | 69522 | Brewster Solar | Polk County | Brewster | FL | 27.7419 | -81.9619 | Photovoltaic | Solar | [7 empty] | 23ffd9d1-86ba-4c60-b795-aec19afd3a10 | TEC | Tampa Electric | Regulated Southeast |  |  | 915521e7-94f9-4ea8-9994-a821931c09be | 1 | Phase 1 | Announcement | 42.7 | [6 empty] | 2026-12-31 | [5 empty] | 2026-05-04 | 2026-05-05
fee97d2e-ea98-409c-a114-16979624b80a | Pasadena 10585 Red Bluff Road Project | N |  |  | 65567 | Catalyze Pasadena 10585 Red Bluff Road Microgrid, LLC | [11 empty] | b7fe8b37-4d2a-4f47-8644-9af1044dd099 | TX Pasadena 10585 Red Bluff Road Solar | 66519 | TX Pasadena 10585 Red Bluff Road Solar | Harris County | Pasadena | TX | 29.615 | -95.0702 | Photovoltaic | Solar | 866548e1-693d-4b06-930a-a745e5f943d5 | CenterPoint Energy | 8901 | Public | CNP | CNP:US | NYSE:CNP | 1fc90153-5419-4455-91f9-cee1dda4ed00 | ERCO | Electric Reliability Council of Texas | ERCOT |  |  | e23c6505-ed6e-4fe8-9ee2-6bf067fb39ef | 19503 | Phase 1 | Construction | 2.4 | [6 empty] | 2026-03-31 | [5 empty] | 2026-05-04 | 2026-05-05
ff01bd43-9826-40a8-aa59-894ae896fcac | Dallas 7750 Dynasty Drive Project | N |  |  | 65564 | Catalyze Dallas 7750 Dynasty Drive Microgrid, LLC | [11 empty] | ec5ca50b-6165-4c52-8571-fc244fb4f98d | TX Dallas 7750 Dynasty Drive | 66516 | TX Dallas 7750 Dynasty Drive | Dallas County | Dallas | TX | 32.6523 | -96.7558 | Photovoltaic | Solar | 14246342-1edf-4a4e-825c-0bf93f13d201 | Oncor Electric Delivery Company LLC | 44372 |  |  |  |  | 1fc90153-5419-4455-91f9-cee1dda4ed00 | ERCO | Electric Reliability Council of Texas | ERCOT |  |  | 554c2b80-15b1-4552-8925-32e7dd12ea05 | 19500 | Phase 1 | Construction | 2.3 | [6 empty] | 2026-05-31 | [5 empty] | 2026-05-04 | 2026-05-05
ff3be676-1758-4a29-bfa8-1b5a8f63d057 | Cooks Mill PV Project | N |  |  | 66534 | Cooks Mill PV I, LLC | [11 empty] | 3c955fa1-3b5d-450d-a8bf-7411b57f8a06 | Cooks Mill PV | 67991 | Cooks Mill PV I | Coles County | Mattoon | IL | 39.5208 | -88.4201 | Photovoltaic | Solar | [7 empty] | cead66ff-8552-43d5-b723-aeedd7318b2b | MISO | Midcontinent Independent System Operator | MISO |  |  | 66d8f477-9842-4193-8c25-e75fec1bdaa9 | CKML | Phase 1 | Construction | 99 | [6 empty] | 2026-04-30 | [5 empty] | 2026-05-04 | 2026-05-05
ff588bc9-2461-444d-8e6b-cd28a45b991b | Koshkonong Solar Energy Center | N | Invenergy |  | 49893 | Invenergy Services LLC | [9 empty] | https://koshkonongsolar.invenergy.com |  | 506ad21a-6117-4e06-b803-04a6cbfbec49 | Koshkonong Solar Energy Center | 69479 | Koshkonong Solar Energy Center LLC | Dane County | Cambridge | WI | 42.9769 | -89.0721 | Photovoltaic | Solar | [7 empty] | cead66ff-8552-43d5-b723-aeedd7318b2b | MISO | Midcontinent Independent System Operator | MISO |  |  | ac9e7cf4-1d66-410a-a048-61d824090cfd | KSHKS | Phase 1 | Construction | 300 | [6 empty] | 2026-12-31 | [5 empty] | 2026-05-04 | 2026-05-05
ff82be56-6cbd-4875-99e3-8661d0f8cea6 | Buffalo Branch Wind Solar Project | N | BluEarth Renewables |  | 65708 | Buffalo Branch Wind and Solar LLC | [9 empty] | https://bluearthrenewables.com/projects/buffalo-branch-wind-project/ |  | 007b5d94-209e-43c9-8abf-ab0c3766f724 | Buffalo Branch Wind and Solar | 66701 | Buffalo Branch Wind and Solar LLC | Dade County | Lockwood | MO | 37.3833 | -93.93 | Onshore | Wind | [7 empty] | f3c523fe-ca3a-4358-ac63-321e9d2691eb | AECI | Associated Electric Cooperative | Other |  |  | dba371c2-ccb0-4ed6-8599-9d323f9175d2 | BB1 | Phase 1 | Announcement | 247 | [6 empty] | 2029-12-31 | [5 empty] | 2026-05-04 | 2026-05-05
ff98202f-c38b-4134-8a82-bf92460fb35a | Ridge Farm Renewables PV Project | N |  |  | 67185 | Ridge Farm Renewables LLC PV | [11 empty] | dd87b03a-21a6-40c2-b161-ce5704c85d1f | Ridge Farm Renewables PV | 68973 | Ridge Farm Renewables LLC PV | Vermilion County | Ridge Farm | IL | 39.8919 | -87.6647 | Photovoltaic | Solar | [7 empty] | cead66ff-8552-43d5-b723-aeedd7318b2b | MISO | Midcontinent Independent System Operator | MISO |  |  | a5220e64-b30c-48f3-a1fe-f633a564f80f | 13359 | Phase 1 | Construction | 4 | [6 empty] | 2026-06-30 | [5 empty] | 2026-05-04 | 2026-05-05
ffa01aa2-0b73-4865-ba7d-a0f46383e67b | Rockmont Solar Storage Project | N |  |  | 63826 | 201LC 8me LLC | [11 empty] | 60eb50d7-b532-4c8f-bf3d-da89b8cb65fc | Rockmont Storage | 64216 | Rockmont Solar and Storage Project | San Juan County | Kirtland | NM | 36.7766 | -108.3751 | Battery | Storage | [7 empty] | 8b8adff7-dba5-4981-8dd4-ece428e8e492 | PNM | Public Service Company of New Mexico | Regulated West |  |  | c71eb3b6-3dc4-4a70-a622-5be9bebc72ae | 309SJ | Phase 1 | Announcement | 30 | [6 empty] | 2027-12-31 | [5 empty] | 2026-05-04 | 2026-05-05
ffa01aa2-0b73-4865-ba7d-a0f46383e67b | Rockmont Solar Storage Project | N |  |  | 63826 | 201LC 8me LLC | [11 empty] | 9187764b-9104-4e18-950f-4646ecac556d | Rockmont Solar | 64216 | Rockmont Solar and Storage Project | San Juan County | Kirtland | NM | 36.7766 | -108.3751 | Photovoltaic | Solar | [7 empty] | 8b8adff7-dba5-4981-8dd4-ece428e8e492 | PNM | Public Service Company of New Mexico | Regulated West |  |  | 2c514426-db9c-432b-b265-276f195109d0 | 201LC | Phase 1 | Announcement | 100 | [6 empty] | 2027-12-31 | [5 empty] | 2026-05-04 | 2026-05-05
ffae251a-6de7-40f9-8fad-362fe09098b2 | Funston Solar Project | N |  |  | 66186 | Funston Solar, LLC | [11 empty] | 3548cbd6-f841-488c-949f-32668ebdbcd1 | Funston Solar | 67359 | Funston Solar | Jones County | Lueders | TX | 32.7837 | -99.7202 | Photovoltaic | Solar | d53beb04-bc41-43af-8a3e-32d3c6d9aace | Big Country Electric Coop, Inc | 1591 |  |  |  |  | 1fc90153-5419-4455-91f9-cee1dda4ed00 | ERCO | Electric Reliability Council of Texas | ERCOT |  |  | c647cb8d-953d-420b-9b9a-a577edada68c | 4666 | Phase 1 | Construction | 350 | [6 empty] | 2026-12-31 | [5 empty] | 2026-05-04 | 2026-05-05
ffd36bfb-4f80-47cc-b163-e49260a3b42b | Gemstone Solar Project | N |  |  | 66571 | Clenera DevCo LLC | [11 empty] | 142df973-e770-4408-9a96-518d3a16541c | Gemstone Solar | 68061 | Gemstone Solar LLC | Cass County | Cassopolis | MI | 41.8968 | -86.0488 | Photovoltaic | Solar | bb57dbed-2ea2-42a0-9a18-5d34071b64a6 | Indiana Michigan Power Co | 9324 | Public | AEP | AEP:US | NASDAQ:AEP | 35f051b0-f1ce-470d-81d2-ea5c0d197f3a | PJM | PJM Interconnection | PJM |  |  | e49c19de-d099-45b1-a30a-516dfee0622d | GEMPV | Phase 1 | Announcement | 150 | [6 empty] | 2028-10-31 | [5 empty] | 2026-05-04 | 2026-05-05